## Cost Estimates
Air Valve, Scour Valve & Isolating Budget |  |  |  | Steel Pipe Prices |  | Pump Station Costs - DWA 2003 Escalated to 2010 |  | Electricity Costs | Pula | Rand | Reservoir Costing |  | Minor Loss - k | 150 | Pipe Trench Excavation & Back Fill
Pipe Diameter (mm) | Civil Rate/m | Mechanical Rate/m | Total R/m | Coating Cost Per m2 | 200 | PS Capacity kW | Cost R/kW | Fixed Charge Per Month | 26.09 | 28.699 | Reservoir (incl. earthowrks and lining) per m3 | 80 |  |  | Excavation Cost (R/m3) | 50
500 | 40 | 70 | 110 | Steel Pipe Cost Per Ton | 17.5 | 100 | 30227.6622 | Energy Charge Per kWh | 0.4096 | 0.45056 |  |  | Friction Factors |  | Bedding and Cradle Fill (R/m3) | 165
600 | 40 | 80 | 120 | Delivery Cost Per m | 85 | 200 | 25032.9622 | [5 empty] | Ks (mm) - New | 0.03 | Main Fill (R/m3) | 55
700 | 40 | 100 | 140 | Laying and Joining 20% of Pipe Price |  | 300 | 22423.6676 | [5 empty] | Ks (mm) - Average | 0.06 | Spoil (R/m3) | 45
800 | 40 | 140 | 180 |  |  | 400 | 20740.1478 | [5 empty] | Ks (mm) - Old | 0.15
900 | 40 | 190 | 230 |  |  | 500 | 19523.2464 | [5 empty] | Ks (mm) - Biofilm | 0.5
1000 | 40 | 250 | 290 |  |  | 600 | 18582.6012
1100 | 40 | 360 | 400 |  |  | 700 | 17823.054
1200 | 50 | 460 | 510 |  |  | 800 | 17190.3824
1300 | 50 | 480 | 530 |  |  | 900 | 16651.2418
1400 | 50 | 500 | 550 |  |  | 1000 | 16183.5318
1500 | 50 | 530 | 580 |  |  | 2000 | 13420.2993
1600 | 60 | 560 | 620 |  |  | 3000 | 12030.295
1700 | 60 | 580 | 640 |  |  | 5000 | 10484.1624
1800 | 60 | 600 | 660 |  |  | 6000 | 9982.2899
1900 | 70 | 640 | 710 |  |  | 7000 | 9576.9667
2000 | 70 | 680 | 750 |  |  | 8000 | 9239.3348
2100 | 70 | 720 | 790 |  |  | 9000 | 8951.5188
2200 | 80 | 760 | 840 |  |  | 10000 | 8701.7305
2300 | 80 | 770 | 850 |  |  | 20000 | 7225.0136
2400 | 90 | 810 | 900 |  |  | 40000 | 6001.0824
2500 | 90 | 850 | 940 |  |  | 50000 | 5653.4377
[6 empty] | 60000 | 5384.5442
[6 empty] | 70000 | 5167.2937
[6 empty] | 80000 | 4986.2759
[6 empty] | 90000 | 4831.929
[6 empty] | 100000 | 4697.9511

## Pipeline Pricing
Option 7 Pipeline Pricing
Chainage (km) | Elevation (m) | Section Length (km) | Diameter (m) | Pipe Wall thickness (mm) | Steel Mass (kg) | Pipe Area (m2) | Coating Cost | Delivery Cost | Pipe Cost | Chamber Cost R/m | Chamber Cost R | Pumpstation Name | Pump Station Power | Reservoir Name | Volume m3
2 | 1069.018 | 0 | 1.9 | 11.875 | 0 | 0 | 0 | 0 | 0 | 710 | 0 | PS1 | 2342 | BPT 3 | 35277.12
4 | 1067.321 | 2 | 1.9 | 11.875 | 1105894.9783 | 11938.0521 | 2387610.4167 | 170000 | 19353162.121 | 710 | 1420000 | PS3 | 12177 | BPT 5 | 35277.12
6 | 1064.035 | 2 | 1.9 | 11.875 | 1105894.9783 | 11938.0521 | 2387610.4167 | 170000 | 19353162.121 | 710 | 1420000 |  |  | BPT 2 | 35277.12
8 | 1063.832 | 2 | 1.9 | 11.875 | 1105894.9783 | 11938.0521 | 2387610.4167 | 170000 | 19353162.121 | 710 | 1420000
10 | 1067.893 | 2 | 1.9 | 11.875 | 1105894.9783 | 11938.0521 | 2387610.4167 | 170000 | 19353162.121 | 710 | 1420000
12 | 1075.133 | 2 | 1.9 | 11.875 | 1105894.9783 | 11938.0521 | 2387610.4167 | 170000 | 19353162.121 | 710 | 1420000
14 | 1082.768 | 2 | 1.9 | 11.875 | 1105894.9783 | 11938.0521 | 2387610.4167 | 170000 | 19353162.121 | 710 | 1420000
16 | 1089.726 | 2 | 1.9 | 11.875 | 1105894.9783 | 11938.0521 | 2387610.4167 | 170000 | 19353162.121 | 710 | 1420000
18 | 1094.131 | 2 | 1.9 | 11.875 | 1105894.9783 | 11938.0521 | 2387610.4167 | 170000 | 19353162.121 | 710 | 1420000
20 | 1097.897 | 2 | 1.9 | 11.875 | 1105894.9783 | 11938.0521 | 2387610.4167 | 170000 | 19353162.121 | 710 | 1420000
22 | 1101.67 | 2 | 1.9 | 11.875 | 1105894.9783 | 11938.0521 | 2387610.4167 | 170000 | 19353162.121 | 710 | 1420000
24 | 1095.952 | 2 | 1.9 | 11.875 | 1105894.9783 | 11938.0521 | 2387610.4167 | 170000 | 19353162.121 | 710 | 1420000
26 | 1090.107 | 2 | 1.9 | 11.875 | 1105894.9783 | 11938.0521 | 2387610.4167 | 170000 | 19353162.121 | 710 | 1420000
28 | 1085.781 | 2 | 1.9 | 11.875 | 1105894.9783 | 11938.0521 | 2387610.4167 | 170000 | 19353162.121 | 710 | 1420000
30 | 1081.89 | 2 | 1.9 | 11.875 | 1105894.9783 | 11938.0521 | 2387610.4167 | 170000 | 19353162.121 | 710 | 1420000
32 | 1077.937 | 2 | 1.9 | 11.875 | 1105894.9783 | 11938.0521 | 2387610.4167 | 170000 | 19353162.121 | 710 | 1420000
34 | 1074.89 | 2 | 1.9 | 11.875 | 1105894.9783 | 11938.0521 | 2387610.4167 | 170000 | 19353162.121 | 710 | 1420000
36 | 1071.114 | 2 | 1.9 | 11.875 | 1105894.9783 | 11938.0521 | 2387610.4167 | 170000 | 19353162.121 | 710 | 1420000
38 | 1065.311 | 2 | 1.9 | 11.875 | 1105894.9783 | 11938.0521 | 2387610.4167 | 170000 | 19353162.121 | 710 | 1420000
40 | 1059.051 | 2 | 1.9 | 11.875 | 1105894.9783 | 11938.0521 | 2387610.4167 | 170000 | 19353162.121 | 710 | 1420000
42 | 1054.28 | 2 | 1.9 | 11.875 | 1105894.9783 | 11938.0521 | 2387610.4167 | 170000 | 19353162.121 | 710 | 1420000
44 | 1053.871 | 2 | 1.9 | 11.875 | 1105894.9783 | 11938.0521 | 2387610.4167 | 170000 | 19353162.121 | 710 | 1420000
46 | 1050.42 | 2 | 1.9 | 11.875 | 1105894.9783 | 11938.0521 | 2387610.4167 | 170000 | 19353162.121 | 710 | 1420000
48 | 1052.704 | 2 | 1.9 | 11.875 | 1105894.9783 | 11938.0521 | 2387610.4167 | 170000 | 19353162.121 | 710 | 1420000
50 | 1056.355 | 2 | 1.9 | 11.875 | 1105894.9783 | 11938.0521 | 2387610.4167 | 170000 | 19353162.121 | 710 | 1420000
52 | 1058.466 | 2 | 1.9 | 11.875 | 1105894.9783 | 11938.0521 | 2387610.4167 | 170000 | 19353162.121 | 710 | 1420000
54 | 1055.99 | 2 | 1.9 | 11.875 | 1105894.9783 | 11938.0521 | 2387610.4167 | 170000 | 19353162.121 | 710 | 1420000
56 | 1055.66 | 2 | 1.9 | 11.875 | 1105894.9783 | 11938.0521 | 2387610.4167 | 170000 | 19353162.121 | 710 | 1420000
58 | 1056.404 | 2 | 1.9 | 11.875 | 1105894.9783 | 11938.0521 | 2387610.4167 | 170000 | 19353162.121 | 710 | 1420000
60 | 1056.841 | 2 | 1.9 | 11.875 | 1105894.9783 | 11938.0521 | 2387610.4167 | 170000 | 19353162.121 | 710 | 1420000
62 | 1056.377 | 2 | 1.9 | 11.875 | 1105894.9783 | 11938.0521 | 2387610.4167 | 170000 | 19353162.121 | 710 | 1420000
64 | 1052.503 | 2 | 1.9 | 11.875 | 1105894.9783 | 11938.0521 | 2387610.4167 | 170000 | 19353162.121 | 710 | 1420000
66 | 1046.022 | 2 | 1.9 | 11.875 | 1105894.9783 | 11938.0521 | 2387610.4167 | 170000 | 19353162.121 | 710 | 1420000
68 | 1036.575 | 2 | 1.9 | 11.875 | 1105894.9783 | 11938.0521 | 2387610.4167 | 170000 | 19353162.121 | 710 | 1420000
70 | 1031.818 | 2 | 1.9 | 11.875 | 1105894.9783 | 11938.0521 | 2387610.4167 | 170000 | 19353162.121 | 710 | 1420000
72 | 1027.675 | 2 | 1.9 | 11.875 | 1105894.9783 | 11938.0521 | 2387610.4167 | 170000 | 19353162.121 | 710 | 1420000
74 | 1023.844 | 2 | 1.9 | 11.875 | 1105894.9783 | 11938.0521 | 2387610.4167 | 170000 | 19353162.121 | 710 | 1420000
76 | 1020.888 | 2 | 1.9 | 11.875 | 1105894.9783 | 11938.0521 | 2387610.4167 | 170000 | 19353162.121 | 710 | 1420000
78 | 1023.648 | 2 | 1.9 | 11.875 | 1105894.9783 | 11938.0521 | 2387610.4167 | 170000 | 19353162.121 | 710 | 1420000
80 | 1027.566 | 2 | 1.9 | 11.875 | 1105894.9783 | 11938.0521 | 2387610.4167 | 170000 | 19353162.121 | 710 | 1420000
82 | 1032.371 | 2 | 1.9 | 11.875 | 1105894.9783 | 11938.0521 | 2387610.4167 | 170000 | 19353162.121 | 710 | 1420000
84 | 1034.983 | 2 | 1.9 | 11.875 | 1105894.9783 | 11938.0521 | 2387610.4167 | 170000 | 19353162.121 | 710 | 1420000
86 | 1033.213 | 2 | 1.9 | 11.875 | 1105894.9783 | 11938.0521 | 2387610.4167 | 170000 | 19353162.121 | 710 | 1420000
88 | 1031.188 | 2 | 1.9 | 11.875 | 1105894.9783 | 11938.0521 | 2387610.4167 | 170000 | 19353162.121 | 710 | 1420000
90 | 1029.08 | 2 | 1.9 | 11.875 | 1105894.9783 | 11938.0521 | 2387610.4167 | 170000 | 19353162.121 | 710 | 1420000
92 | 1026.322 | 2 | 1.9 | 11.875 | 1105894.9783 | 11938.0521 | 2387610.4167 | 170000 | 19353162.121 | 710 | 1420000
94 | 1023.207 | 2 | 1.9 | 11.875 | 1105894.9783 | 11938.0521 | 2387610.4167 | 170000 | 19353162.121 | 710 | 1420000
96 | 1021.503 | 2 | 1.9 | 11.875 | 1105894.9783 | 11938.0521 | 2387610.4167 | 170000 | 19353162.121 | 710 | 1420000
98 | 1019.765 | 2 | 1.9 | 11.875 | 1105894.9783 | 11938.0521 | 2387610.4167 | 170000 | 19353162.121 | 710 | 1420000
100 | 1018.493 | 2 | 1.9 | 11.875 | 1105894.9783 | 11938.0521 | 2387610.4167 | 170000 | 19353162.121 | 710 | 1420000
102 | 1016.444 | 2 | 1.9 | 11.875 | 1105894.9783 | 11938.0521 | 2387610.4167 | 170000 | 19353162.121 | 710 | 1420000
104 | 1013.288 | 2 | 1.9 | 11.875 | 1105894.9783 | 11938.0521 | 2387610.4167 | 170000 | 19353162.121 | 710 | 1420000
106 | 1007.843 | 2 | 1.9 | 11.875 | 1105894.9783 | 11938.0521 | 2387610.4167 | 170000 | 19353162.121 | 710 | 1420000
108 | 1001.282 | 2 | 1.9 | 11.875 | 1105894.9783 | 11938.0521 | 2387610.4167 | 170000 | 19353162.121 | 710 | 1420000
110 | 996.609 | 2 | 1.9 | 11.875 | 1105894.9783 | 11938.0521 | 2387610.4167 | 170000 | 19353162.121 | 710 | 1420000
112 | 992.999 | 2 | 1.9 | 11.875 | 1105894.9783 | 11938.0521 | 2387610.4167 | 170000 | 19353162.121 | 710 | 1420000
114 | 993.639 | 2 | 1.9 | 11.875 | 1105894.9783 | 11938.0521 | 2387610.4167 | 170000 | 19353162.121 | 710 | 1420000
116 | 994.611 | 2 | 1.9 | 11.875 | 1105894.9783 | 11938.0521 | 2387610.4167 | 170000 | 19353162.121 | 710 | 1420000
118 | 995.751 | 2 | 1.9 | 11.875 | 1105894.9783 | 11938.0521 | 2387610.4167 | 170000 | 19353162.121 | 710 | 1420000
120 | 996.479 | 2 | 1.9 | 11.875 | 1105894.9783 | 11938.0521 | 2387610.4167 | 170000 | 19353162.121 | 710 | 1420000
122 | 996.147 | 2 | 1.9 | 11.875 | 1105894.9783 | 11938.0521 | 2387610.4167 | 170000 | 19353162.121 | 710 | 1420000
124 | 992.094 | 2 | 1.9 | 11.875 | 1105894.9783 | 11938.0521 | 2387610.4167 | 170000 | 19353162.121 | 710 | 1420000
126 | 985.623 | 2 | 1.9 | 11.875 | 1105894.9783 | 11938.0521 | 2387610.4167 | 170000 | 19353162.121 | 710 | 1420000
128 | 977.759 | 2 | 1.9 | 11.875 | 1105894.9783 | 11938.0521 | 2387610.4167 | 170000 | 19353162.121 | 710 | 1420000
130 | 969.772 | 2 | 1.9 | 11.875 | 1105894.9783 | 11938.0521 | 2387610.4167 | 170000 | 19353162.121 | 710 | 1420000
132 | 981.785 | 2 | 1.9 | 11.875 | 1105894.9783 | 11938.0521 | 2387610.4167 | 170000 | 19353162.121 | 710 | 1420000
134 | 991.458 | 2 | 1.9 | 11.875 | 1105894.9783 | 11938.0521 | 2387610.4167 | 170000 | 19353162.121 | 710 | 1420000
136 | 987.77 | 2 | 1.9 | 11.875 | 1105894.9783 | 11938.0521 | 2387610.4167 | 170000 | 19353162.121 | 710 | 1420000
138 | 982.725 | 2 | 1.9 | 11.875 | 1105894.9783 | 11938.0521 | 2387610.4167 | 170000 | 19353162.121 | 710 | 1420000
140 | 977.559 | 2 | 1.9 | 11.875 | 1105894.9783 | 11938.0521 | 2387610.4167 | 170000 | 19353162.121 | 710 | 1420000
142 | 975.289 | 2 | 1.9 | 11.875 | 1105894.9783 | 11938.0521 | 2387610.4167 | 170000 | 19353162.121 | 710 | 1420000
144 | 973.968 | 2 | 1.9 | 11.875 | 1105894.9783 | 11938.0521 | 2387610.4167 | 170000 | 19353162.121 | 710 | 1420000
146 | 962.473 | 2 | 1.9 | 11.875 | 1105894.9783 | 11938.0521 | 2387610.4167 | 170000 | 19353162.121 | 710 | 1420000
148 | 951.285 | 2 | 1.9 | 11.875 | 1105894.9783 | 11938.0521 | 2387610.4167 | 170000 | 19353162.121 | 710 | 1420000
150 | 948.174 | 2 | 1.9 | 11.875 | 1105894.9783 | 11938.0521 | 2387610.4167 | 170000 | 19353162.121 | 710 | 1420000
152 | 944.641 | 2 | 1.9 | 11.875 | 1105894.9783 | 11938.0521 | 2387610.4167 | 170000 | 19353162.121 | 710 | 1420000
154 | 941.566 | 2 | 1.9 | 11.875 | 1105894.9783 | 11938.0521 | 2387610.4167 | 170000 | 19353162.121 | 710 | 1420000
156 | 940.942 | 2 | 1.9 | 11.875 | 1105894.9783 | 11938.0521 | 2387610.4167 | 170000 | 19353162.121 | 710 | 1420000
158 | 939.726 | 2 | 1.8 | 11.25 | 992548.4016 | 11309.7336 | 2261946.7106 | 170000 | 17369597.0283 | 660 | 1320000
160 | 936.738 | 2 | 1.8 | 11.25 | 992548.4016 | 11309.7336 | 2261946.7106 | 170000 | 17369597.0283 | 660 | 1320000
162 | 933.65 | 2 | 1.8 | 11.25 | 992548.4016 | 11309.7336 | 2261946.7106 | 170000 | 17369597.0283 | 660 | 1320000
164 | 932.745 | 2 | 1.8 | 11.25 | 992548.4016 | 11309.7336 | 2261946.7106 | 170000 | 17369597.0283 | 660 | 1320000
166 | 931.696 | 2 | 1.8 | 11.25 | 992548.4016 | 11309.7336 | 2261946.7106 | 170000 | 17369597.0283 | 660 | 1320000
168 | 930.999 | 2 | 1.8 | 11.25 | 992548.4016 | 11309.7336 | 2261946.7106 | 170000 | 17369597.0283 | 660 | 1320000
170 | 930.885 | 2 | 1.8 | 11.25 | 992548.4016 | 11309.7336 | 2261946.7106 | 170000 | 17369597.0283 | 660 | 1320000
172 | 930.378 | 2 | 1.8 | 11.25 | 992548.4016 | 11309.7336 | 2261946.7106 | 170000 | 17369597.0283 | 660 | 1320000
174 | 931.324 | 2 | 1.8 | 11.25 | 992548.4016 | 11309.7336 | 2261946.7106 | 170000 | 17369597.0283 | 660 | 1320000
176 | 933.53 | 2 | 1.8 | 11.25 | 992548.4016 | 11309.7336 | 2261946.7106 | 170000 | 17369597.0283 | 660 | 1320000
178 | 932.714 | 2 | 1.8 | 11.25 | 992548.4016 | 11309.7336 | 2261946.7106 | 170000 | 17369597.0283 | 660 | 1320000
180 | 928.311 | 2 | 1.8 | 11.25 | 992548.4016 | 11309.7336 | 2261946.7106 | 170000 | 17369597.0283 | 660 | 1320000
182 | 924.179 | 2 | 1.8 | 11.25 | 992548.4016 | 11309.7336 | 2261946.7106 | 170000 | 17369597.0283 | 660 | 1320000
184 | 928.398 | 2 | 1.8 | 11.25 | 992548.4016 | 11309.7336 | 2261946.7106 | 170000 | 17369597.0283 | 660 | 1320000
186 | 930.866 | 2 | 1.8 | 11.25 | 992548.4016 | 11309.7336 | 2261946.7106 | 170000 | 17369597.0283 | 660 | 1320000
188 | 928.411 | 2 | 1.8 | 11.25 | 992548.4016 | 11309.7336 | 2261946.7106 | 170000 | 17369597.0283 | 660 | 1320000
190 | 927.849 | 2 | 1.8 | 11.25 | 992548.4016 | 11309.7336 | 2261946.7106 | 170000 | 17369597.0283 | 660 | 1320000
192 | 926.71 | 2 | 1.8 | 11.25 | 992548.4016 | 11309.7336 | 2261946.7106 | 170000 | 17369597.0283 | 660 | 1320000
194 | 926.201 | 2 | 1.8 | 11.25 | 992548.4016 | 11309.7336 | 2261946.7106 | 170000 | 17369597.0283 | 660 | 1320000
196 | 924.509 | 2 | 1.8 | 11.25 | 992548.4016 | 11309.7336 | 2261946.7106 | 170000 | 17369597.0283 | 660 | 1320000
198 | 923.417 | 2 | 1.8 | 11.2952 | 996509.3057 | 11309.7336 | 2261946.7106 | 170000 | 17438912.8492 | 660 | 1320000
200 | 923.011 | 2 | 1.8 | 11.3195 | 998644.849 | 11309.7336 | 2261946.7106 | 170000 | 17476284.8575 | 660 | 1320000
202 | 921.969 | 2 | 1.8 | 11.3821 | 1004125.4583 | 11309.7336 | 2261946.7106 | 170000 | 17572195.5205 | 660 | 1320000
204 | 920.661 | 2 | 1.8 | 11.4605 | 1011004.6025 | 11309.7336 | 2261946.7106 | 170000 | 17692580.5441 | 660 | 1320000
206 | 920.243 | 2 | 1.8 | 11.4856 | 1013202.8554 | 11309.7336 | 2261946.7106 | 170000 | 17731049.9688 | 660 | 1320000
208 | 919.297 | 2 | 1.8 | 11.5424 | 1018177.6195 | 11309.7336 | 2261946.7106 | 170000 | 17818108.3416 | 660 | 1320000
210 | 917.533 | 2 | 1.8 | 11.6482 | 1027453.1808 | 11309.7336 | 2261946.7106 | 170000 | 17980430.6641 | 660 | 1320000
212 | 917.684 | 2 | 1.8 | 11.6392 | 1026659.2276 | 11309.7336 | 2261946.7106 | 170000 | 17966536.4829 | 660 | 1320000
214 | 915.724 | 2 | 1.8 | 11.7568 | 1036964.2159 | 11309.7336 | 2261946.7106 | 170000 | 18146873.7777 | 660 | 1320000
216 | 915.73 | 2 | 1.8 | 11.7564 | 1036932.6721 | 11309.7336 | 2261946.7106 | 170000 | 18146321.7612 | 660 | 1320000
218 | 915.584 | 2 | 1.8 | 11.7652 | 1037700.2343 | 11309.7336 | 2261946.7106 | 170000 | 18159754.0995 | 660 | 1320000
220 | 915.444 | 2 | 1.8 | 11.7736 | 1038436.2457 | 11309.7336 | 2261946.7106 | 170000 | 18172634.2995 | 660 | 1320000
222 | 913.52 | 2 | 1.8 | 11.889 | 1048550.4405 | 11309.7336 | 2261946.7106 | 170000 | 18349632.708 | 660 | 1320000
224 | 912.524 | 2 | 1.8 | 11.9488 | 1053785.7546 | 11309.7336 | 2261946.7106 | 170000 | 18441250.7056 | 660 | 1320000
226 | 912.565 | 2 | 1.8 | 11.9463 | 1053570.2516 | 11309.7336 | 2261946.7106 | 170000 | 18437479.4037 | 660 | 1320000
228 | 913.484 | 2 | 2.2 | 19.8 | 2129173.4923 | 13823.0077 | 2764601.5352 | 170000 | 37260536.1153 | 840 | 1680000
230 | 913.545 | 2 | 2.2 | 19.7558 | 2124467.1056 | 13823.0077 | 2764601.5352 | 170000 | 37178174.3479 | 840 | 1680000
232 | 914.546 | 2 | 2.2 | 19.6427 | 2112414.3333 | 13823.0077 | 2764601.5352 | 170000 | 36967250.8331 | 840 | 1680000
234 | 918.285 | 2 | 2.2 | 19.3288 | 2078957.6466 | 13823.0077 | 2764601.5352 | 170000 | 36381758.8156 | 840 | 1680000
236 | 919.357 | 2 | 2.2 | 19.2105 | 2066345.0001 | 13823.0077 | 2764601.5352 | 170000 | 36161037.5019 | 840 | 1680000
238 | 918.649 | 2 | 2.2 | 19.2228 | 2067648.5413 | 13823.0077 | 2764601.5352 | 170000 | 36183849.4721 | 840 | 1680000
240 | 922.974 | 2 | 2.2 | 18.8659 | 2029595.8547 | 13823.0077 | 2764601.5352 | 170000 | 35517927.4565 | 840 | 1680000
242 | 927.375 | 2 | 2.2 | 18.5035 | 1990936.0143 | 13823.0077 | 2764601.5352 | 170000 | 34841380.2499 | 840 | 1680000
244 | 929.253 | 2 | 2.2 | 18.3261 | 1972007.0597 | 13823.0077 | 2764601.5352 | 170000 | 34510123.5451 | 840 | 1680000
246 | 930.863 | 2 | 2.2 | 18.1683 | 1955172.3912 | 13823.0077 | 2764601.5352 | 170000 | 34215516.8455 | 840 | 1680000
248 | 931.924 | 2 | 2.2 | 18.0508 | 1942632.2961 | 13823.0077 | 2764601.5352 | 170000 | 33996065.1813 | 840 | 1680000
250 | 936.722 | 2 | 2.2 | 17.6593 | 1900834.9656 | 13823.0077 | 2764601.5352 | 170000 | 33264611.898 | 840 | 1680000
252 | 941.777 | 2 | 2.2 | 17.2489 | 1857009.5342 | 13823.0077 | 2764601.5352 | 170000 | 32497666.8489 | 840 | 1680000
254 | 948.143 | 2 | 2.2 | 16.7423 | 1802894.5158 | 13823.0077 | 2764601.5352 | 170000 | 31550654.026 | 840 | 1680000
256 | 955.417 | 2 | 2.2 | 16.1692 | 1741635.2535 | 13823.0077 | 2764601.5352 | 170000 | 30478616.937 | 840 | 1680000
258 | 962.7 | 2 | 2.2 | 15.5954 | 1680272.9878 | 13823.0077 | 2764601.5352 | 170000 | 29404777.286 | 840 | 1680000
260 | 969.281 | 2 | 2.2 | 15.0731 | 1624387.9565 | 13823.0077 | 2764601.5352 | 170000 | 28426789.2395 | 840 | 1680000
262 | 980.284 | 2 | 2.2 | 14.2265 | 1533748.4729 | 13823.0077 | 2764601.5352 | 170000 | 26840598.2756 | 840 | 1680000
264 | 986.551 | 2 | 2.2 | 13.75 | 1482695.7604 | 13823.0077 | 2764601.5352 | 170000 | 25947175.8077 | 840 | 1680000
266 | 989.198 | 2 | 2.2 | 13.75 | 1482695.7604 | 13823.0077 | 2764601.5352 | 170000 | 25947175.8077 | 840 | 1680000
268 | 994.39 | 2 | 2.2 | 13.75 | 1482695.7604 | 13823.0077 | 2764601.5352 | 170000 | 25947175.8077 | 840 | 1680000
270 | 999.917 | 2 | 2.2 | 13.75 | 1482695.7604 | 13823.0077 | 2764601.5352 | 170000 | 25947175.8077 | 840 | 1680000
272 | 1004.623 | 2 | 2.2 | 13.75 | 1482695.7604 | 13823.0077 | 2764601.5352 | 170000 | 25947175.8077 | 840 | 1680000
274 | 1008.819 | 2 | 2.2 | 13.75 | 1482695.7604 | 13823.0077 | 2764601.5352 | 170000 | 25947175.8077 | 840 | 1680000
276 | 1007.834 | 2 | 2.2 | 13.75 | 1482695.7604 | 13823.0077 | 2764601.5352 | 170000 | 25947175.8077 | 840 | 1680000
278 | 1005.626 | 2 | 2.2 | 13.75 | 1482695.7604 | 13823.0077 | 2764601.5352 | 170000 | 25947175.8077 | 840 | 1680000
280 | 1001.623 | 2 | 2.2 | 13.75 | 1482695.7604 | 13823.0077 | 2764601.5352 | 170000 | 25947175.8077 | 840 | 1680000
282 | 1004.052 | 2 | 2.2 | 13.75 | 1482695.7604 | 13823.0077 | 2764601.5352 | 170000 | 25947175.8077 | 840 | 1680000
284 | 1010.797 | 2 | 2.2 | 13.75 | 1482695.7604 | 13823.0077 | 2764601.5352 | 170000 | 25947175.8077 | 840 | 1680000
286 | 1014.67 | 2 | 2.2 | 13.75 | 1482695.7604 | 13823.0077 | 2764601.5352 | 170000 | 25947175.8077 | 840 | 1680000
288 | 1017.319 | 2 | 2.2 | 13.75 | 1482695.7604 | 13823.0077 | 2764601.5352 | 170000 | 25947175.8077 | 840 | 1680000
290 | 1027.459 | 2 | 2.2 | 13.75 | 1482695.7604 | 13823.0077 | 2764601.5352 | 170000 | 25947175.8077 | 840 | 1680000
292 | 1031.99 | 2 | 2.2 | 13.75 | 1482695.7604 | 13823.0077 | 2764601.5352 | 170000 | 25947175.8077 | 840 | 1680000
294 | 1036.254 | 2 | 2.2 | 13.75 | 1482695.7604 | 13823.0077 | 2764601.5352 | 170000 | 25947175.8077 | 840 | 1680000
296 | 1040.127 | 2 | 2.2 | 13.75 | 1482695.7604 | 13823.0077 | 2764601.5352 | 170000 | 25947175.8077 | 840 | 1680000
298 | 1044.396 | 2 | 2.2 | 13.75 | 1482695.7604 | 13823.0077 | 2764601.5352 | 170000 | 25947175.8077 | 840 | 1680000
300 | 1051.339 | 2 | 2.2 | 13.75 | 1482695.7604 | 13823.0077 | 2764601.5352 | 170000 | 25947175.8077 | 840 | 1680000
302 | 1060.955 | 2 | 2.2 | 13.75 | 1482695.7604 | 13823.0077 | 2764601.5352 | 170000 | 25947175.8077 | 840 | 1680000
304 | 1070.227 | 2 | 2.2 | 13.75 | 1482695.7604 | 13823.0077 | 2764601.5352 | 170000 | 25947175.8077 | 840 | 1680000
306 | 1072.691 | 2 | 2.2 | 13.75 | 1482695.7604 | 13823.0077 | 2764601.5352 | 170000 | 25947175.8077 | 840 | 1680000
308 | 1076.503 | 2 | 2.2 | 13.75 | 1482695.7604 | 13823.0077 | 2764601.5352 | 170000 | 25947175.8077 | 840 | 1680000
310 | 1083.996 | 2 | 2.2 | 13.75 | 1482695.7604 | 13823.0077 | 2764601.5352 | 170000 | 25947175.8077 | 840 | 1680000
312 | 1097.188 | 2 | 2.2 | 13.75 | 1482695.7604 | 13823.0077 | 2764601.5352 | 170000 | 25947175.8077 | 840 | 1680000
314 | 1103.545 | 2 | 2.2 | 13.75 | 1482695.7604 | 13823.0077 | 2764601.5352 | 170000 | 25947175.8077 | 840 | 1680000
316 | 1105.174 | 2 | 2.2 | 13.75 | 1482695.7604 | 13823.0077 | 2764601.5352 | 170000 | 25947175.8077 | 840 | 1680000
318 | 1111.657 | 2 | 2.2 | 13.75 | 1482695.7604 | 13823.0077 | 2764601.5352 | 170000 | 25947175.8077 | 840 | 1680000
320 | 1122.935 | 2 | 2.2 | 13.75 | 1482695.7604 | 13823.0077 | 2764601.5352 | 170000 | 25947175.8077 | 840 | 1680000
322 | 1128.197 | 2 | 2.2 | 13.75 | 1482695.7604 | 13823.0077 | 2764601.5352 | 170000 | 25947175.8077 | 840 | 1680000
324 | 1132.561 | 2 | 2.2 | 13.75 | 1482695.7604 | 13823.0077 | 2764601.5352 | 170000 | 25947175.8077 | 840 | 1680000
326 | 1131.854 | 2 | 2.2 | 13.75 | 1482695.7604 | 13823.0077 | 2764601.5352 | 170000 | 25947175.8077 | 840 | 1680000
328 | 1133.338 | 2 | 2.2 | 13.75 | 1482695.7604 | 13823.0077 | 2764601.5352 | 170000 | 25947175.8077 | 840 | 1680000
330 | 1133.338 | 2 | 2 | 12.5 | 1225368.3971 | 12566.3706 | 2513274.1229 | 170000 | 21443946.9485 | 750 | 1500000
332 | 1136.405 | 2 | 1.8 | 11.25 | 992548.4016 | 11309.7336 | 2261946.7106 | 170000 | 17369597.0283 | 660 | 1320000
334 | 1128.709 | 2 | 1.8 | 11.25 | 992548.4016 | 11309.7336 | 2261946.7106 | 170000 | 17369597.0283 | 660 | 1320000
336 | 1120.713 | 2 | 1.8 | 11.25 | 992548.4016 | 11309.7336 | 2261946.7106 | 170000 | 17369597.0283 | 660 | 1320000
338 | 1115.226 | 2 | 1.8 | 11.25 | 992548.4016 | 11309.7336 | 2261946.7106 | 170000 | 17369597.0283 | 660 | 1320000
340 | 1108.709 | 2 | 1.8 | 11.25 | 992548.4016 | 11309.7336 | 2261946.7106 | 170000 | 17369597.0283 | 660 | 1320000
342 | 1102.499 | 2 | 1.8 | 11.25 | 992548.4016 | 11309.7336 | 2261946.7106 | 170000 | 17369597.0283 | 660 | 1320000
344 | 1096.349 | 2 | 1.8 | 11.25 | 992548.4016 | 11309.7336 | 2261946.7106 | 170000 | 17369597.0283 | 660 | 1320000
346 | 1090.39 | 2 | 1.8 | 11.25 | 992548.4016 | 11309.7336 | 2261946.7106 | 170000 | 17369597.0283 | 660 | 1320000
348 | 1087.765 | 2 | 1.8 | 11.25 | 992548.4016 | 11309.7336 | 2261946.7106 | 170000 | 17369597.0283 | 660 | 1320000
350 | 1084.661 | 2 | 1.8 | 11.25 | 992548.4016 | 11309.7336 | 2261946.7106 | 170000 | 17369597.0283 | 660 | 1320000
352 | 1081.662 | 2 | 1.8 | 11.25 | 992548.4016 | 11309.7336 | 2261946.7106 | 170000 | 17369597.0283 | 660 | 1320000
354 | 1076.872 | 2 | 1.8 | 11.25 | 992548.4016 | 11309.7336 | 2261946.7106 | 170000 | 17369597.0283 | 660 | 1320000
356 | 1070.898 | 2 | 1.8 | 11.25 | 992548.4016 | 11309.7336 | 2261946.7106 | 170000 | 17369597.0283 | 660 | 1320000
358 | 1065.018 | 2 | 1.8 | 11.25 | 992548.4016 | 11309.7336 | 2261946.7106 | 170000 | 17369597.0283 | 660 | 1320000
360 | 1059.58 | 2 | 1.8 | 11.25 | 992548.4016 | 11309.7336 | 2261946.7106 | 170000 | 17369597.0283 | 660 | 1320000
362 | 1055.284 | 2 | 1.8 | 11.25 | 992548.4016 | 11309.7336 | 2261946.7106 | 170000 | 17369597.0283 | 660 | 1320000
364 | 1050.886 | 2 | 1.8 | 11.25 | 992548.4016 | 11309.7336 | 2261946.7106 | 170000 | 17369597.0283 | 660 | 1320000
366 | 1052.647 | 2 | 1.8 | 11.25 | 992548.4016 | 11309.7336 | 2261946.7106 | 170000 | 17369597.0283 | 660 | 1320000
368 | 1051.117 | 2 | 1.8 | 11.25 | 992548.4016 | 11309.7336 | 2261946.7106 | 170000 | 17369597.0283 | 660 | 1320000
370 | 1048.266 | 2 | 1.8 | 11.25 | 992548.4016 | 11309.7336 | 2261946.7106 | 170000 | 17369597.0283 | 660 | 1320000
372 | 1040.172 | 2 | 1.8 | 11.25 | 992548.4016 | 11309.7336 | 2261946.7106 | 170000 | 17369597.0283 | 660 | 1320000
374 | 1033.483 | 2 | 1.8 | 11.25 | 992548.4016 | 11309.7336 | 2261946.7106 | 170000 | 17369597.0283 | 660 | 1320000
376 | 1030.95 | 2 | 1.8 | 11.25 | 992548.4016 | 11309.7336 | 2261946.7106 | 170000 | 17369597.0283 | 660 | 1320000
378 | 1032.263 | 2 | 1.8 | 11.25 | 992548.4016 | 11309.7336 | 2261946.7106 | 170000 | 17369597.0283 | 660 | 1320000
380 | 1031.391 | 2 | 1.8 | 11.25 | 992548.4016 | 11309.7336 | 2261946.7106 | 170000 | 17369597.0283 | 660 | 1320000
382 | 1025.791 | 2 | 1.8 | 11.25 | 992548.4016 | 11309.7336 | 2261946.7106 | 170000 | 17369597.0283 | 660 | 1320000
384 | 1020.911 | 2 | 1.8 | 11.25 | 992548.4016 | 11309.7336 | 2261946.7106 | 170000 | 17369597.0283 | 660 | 1320000
386 | 1015.65 | 2 | 1.8 | 11.25 | 992548.4016 | 11309.7336 | 2261946.7106 | 170000 | 17369597.0283 | 660 | 1320000
388 | 1012.139 | 2 | 1.8 | 11.25 | 992548.4016 | 11309.7336 | 2261946.7106 | 170000 | 17369597.0283 | 660 | 1320000
390 | 1010.472 | 2 | 1.8 | 11.25 | 992548.4016 | 11309.7336 | 2261946.7106 | 170000 | 17369597.0283 | 660 | 1320000
392 | 1005.401 | 2 | 1.8 | 11.25 | 992548.4016 | 11309.7336 | 2261946.7106 | 170000 | 17369597.0283 | 660 | 1320000
394 | 996.666 | 2 | 1.8 | 11.25 | 992548.4016 | 11309.7336 | 2261946.7106 | 170000 | 17369597.0283 | 660 | 1320000
396 | 991.35 | 2 | 1.8 | 11.25 | 992548.4016 | 11309.7336 | 2261946.7106 | 170000 | 17369597.0283 | 660 | 1320000
398 | 990.486 | 2 | 1.8 | 11.25 | 992548.4016 | 11309.7336 | 2261946.7106 | 170000 | 17369597.0283 | 660 | 1320000
400 | 992.761 | 2 | 1.8 | 11.25 | 992548.4016 | 11309.7336 | 2261946.7106 | 170000 | 17369597.0283 | 660 | 1320000
402 | 999.077 | 2 | 1.8 | 11.25 | 992548.4016 | 11309.7336 | 2261946.7106 | 170000 | 17369597.0283 | 660 | 1320000
404 | 1001.8 | 2 | 1.8 | 11.25 | 992548.4016 | 11309.7336 | 2261946.7106 | 170000 | 17369597.0283 | 660 | 1320000
406 | 1002.224 | 2 | 1.8 | 11.25 | 992548.4016 | 11309.7336 | 2261946.7106 | 170000 | 17369597.0283 | 660 | 1320000
408 | 1002.003 | 2 | 1.8 | 11.25 | 992548.4016 | 11309.7336 | 2261946.7106 | 170000 | 17369597.0283 | 660 | 1320000
410 | 1003.596 | 2 | 1.8 | 11.25 | 992548.4016 | 11309.7336 | 2261946.7106 | 170000 | 17369597.0283 | 660 | 1320000
412 | 994.111 | 2 | 1.8 | 11.25 | 992548.4016 | 11309.7336 | 2261946.7106 | 170000 | 17369597.0283 | 660 | 1320000
414 | 983.925 | 2 | 1.8 | 11.25 | 992548.4016 | 11309.7336 | 2261946.7106 | 170000 | 17369597.0283 | 660 | 1320000
416 | 972.347 | 2 | 1.8 | 11.25 | 992548.4016 | 11309.7336 | 2261946.7106 | 170000 | 17369597.0283 | 660 | 1320000
418 | 963.901 | 2 | 1.8 | 11.25 | 992548.4016 | 11309.7336 | 2261946.7106 | 170000 | 17369597.0283 | 660 | 1320000
420 | 963.258 | 2 | 1.8 | 11.25 | 992548.4016 | 11309.7336 | 2261946.7106 | 170000 | 17369597.0283 | 660 | 1320000
422 | 965.836 | 2 | 1.8 | 11.25 | 992548.4016 | 11309.7336 | 2261946.7106 | 170000 | 17369597.0283 | 660 | 1320000
424 | 966.309 | 2 | 1.8 | 11.25 | 992548.4016 | 11309.7336 | 2261946.7106 | 170000 | 17369597.0283 | 660 | 1320000
426 | 972.884 | 2 | 1.8 | 11.25 | 992548.4016 | 11309.7336 | 2261946.7106 | 170000 | 17369597.0283 | 660 | 1320000
428 | 983.972 | 2 | 1.8 | 11.25 | 992548.4016 | 11309.7336 | 2261946.7106 | 170000 | 17369597.0283 | 660 | 1320000
430 | 994.096 | 2 | 1.8 | 11.25 | 992548.4016 | 11309.7336 | 2261946.7106 | 170000 | 17369597.0283 | 660 | 1320000
432 | 991.695 | 2 | 1.8 | 11.25 | 992548.4016 | 11309.7336 | 2261946.7106 | 170000 | 17369597.0283 | 660 | 1320000
434 | 984.933 | 2 | 1.8 | 11.25 | 992548.4016 | 11309.7336 | 2261946.7106 | 170000 | 17369597.0283 | 660 | 1320000
436 | 978.185 | 2 | 1.8 | 11.25 | 992548.4016 | 11309.7336 | 2261946.7106 | 170000 | 17369597.0283 | 660 | 1320000
438 | 972.686 | 2 | 1.8 | 11.25 | 992548.4016 | 11309.7336 | 2261946.7106 | 170000 | 17369597.0283 | 660 | 1320000
440 | 966.824 | 2 | 1.8 | 11.25 | 992548.4016 | 11309.7336 | 2261946.7106 | 170000 | 17369597.0283 | 660 | 1320000
442 | 960.902 | 2 | 1.8 | 11.25 | 992548.4016 | 11309.7336 | 2261946.7106 | 170000 | 17369597.0283 | 660 | 1320000
444 | 952.924 | 2 | 1.8 | 11.6089 | 1024003.8948 | 11309.7336 | 2261946.7106 | 170000 | 17920068.1588 | 660 | 1320000
446 | 945.683 | 2 | 1.8 | 12.0433 | 1062069.0259 | 11309.7336 | 2261946.7106 | 170000 | 18586207.9537 | 660 | 1320000
448 | 941.042 | 2 | 1.8 | 12.3218 | 1086456.4548 | 11309.7336 | 2261946.7106 | 170000 | 19012987.9595 | 660 | 1320000
450 | 937.104 | 2 | 1.8 | 12.5581 | 1107143.7754 | 11309.7336 | 2261946.7106 | 170000 | 19375016.0689 | 660 | 1320000
452 | 939.943 | 2 | 1.8 | 12.3877 | 1092230.3367 | 11309.7336 | 2261946.7106 | 170000 | 19114030.8929 | 660 | 1320000
454 | 944.776 | 2 | 1.8 | 12.0977 | 1066835.7118 | 11309.7336 | 2261946.7106 | 170000 | 18669624.9556 | 660 | 1320000
456 | 947.762 | 2 | 1.8 | 11.9186 | 1051141.8599 | 11309.7336 | 2261946.7106 | 170000 | 18394982.5477 | 660 | 1320000
458 | 952.649 | 2 | 1.8 | 11.6254 | 1025449.8793 | 11309.7336 | 2261946.7106 | 170000 | 17945372.8883 | 660 | 1320000
460 | 954.554 | 2 | 1.8 | 11.5111 | 1015432.5987 | 11309.7336 | 2261946.7106 | 170000 | 17770070.4769 | 660 | 1320000
462 | 952.37 | 2 | 1.8 | 11.6421 | 1026916.8689 | 11309.7336 | 2261946.7106 | 170000 | 17971045.2063 | 660 | 1320000
464 | 947.552 | 2 | 1.8 | 11.9312 | 1052245.6837 | 11309.7336 | 2261946.7106 | 170000 | 18414299.4649 | 660 | 1320000
466 | 941.898 | 2 | 1.8 | 12.2704 | 1081958.9394 | 11309.7336 | 2261946.7106 | 170000 | 18934281.4392 | 660 | 1320000
468 | 940.521 | 2 | 1.8 | 12.353 | 1089193.7171 | 11309.7336 | 2261946.7106 | 170000 | 19060890.0493 | 660 | 1320000
470 | 939.702 | 2 | 1.8 | 12.4022 | 1093496.4355 | 11309.7336 | 2261946.7106 | 170000 | 19136187.6209 | 660 | 1320000
472 | 937.147 | 2 | 1.8 | 12.5555 | 1106917.9151 | 11309.7336 | 2261946.7106 | 170000 | 19371063.5145 | 660 | 1320000
474 | 933.872 | 2 | 1.8 | 12.752 | 1124118.1827 | 11309.7336 | 2261946.7106 | 170000 | 19672068.1974 | 660 | 1320000
476 | 933.184 | 2 | 1.8 | 12.7933 | 1127731.0678 | 11309.7336 | 2261946.7106 | 170000 | 19735293.686 | 660 | 1320000
478 | 939.292 | 2 | 1.8 | 12.4268 | 1095650.332 | 11309.7336 | 2261946.7106 | 170000 | 19173880.8102 | 660 | 1320000
480 | 944.619 | 2 | 1.8 | 12.1072 | 1067660.7865 | 11309.7336 | 2261946.7106 | 170000 | 18684063.7633 | 660 | 1320000
482 | 954.023 | 2 | 1.8 | 11.5429 | 1018224.9466 | 11309.7336 | 2261946.7106 | 170000 | 17818936.5658 | 660 | 1320000
484 | 968.263 | 2 | 1.8 | 11.25 | 992548.4016 | 11309.7336 | 2261946.7106 | 170000 | 17369597.0283 | 660 | 1320000
486 | 970.384 | 2 | 1.8 | 11.25 | 992548.4016 | 11309.7336 | 2261946.7106 | 170000 | 17369597.0283 | 660 | 1320000
488 | 964.636 | 2 | 1.8 | 11.25 | 992548.4016 | 11309.7336 | 2261946.7106 | 170000 | 17369597.0283 | 660 | 1320000
490 | 956.631 | 2 | 1.8 | 11.3864 | 1004509.4021 | 11309.7336 | 2261946.7106 | 170000 | 17578914.5366 | 660 | 1320000
492 | 947.426 | 2 | 1.8 | 11.9387 | 1052907.9705 | 11309.7336 | 2261946.7106 | 170000 | 18425889.4836 | 660 | 1320000
494 | 941.72 | 2 | 1.8 | 12.2811 | 1082894.1918 | 11309.7336 | 2261946.7106 | 170000 | 18950648.357 | 660 | 1320000
496 | 935.985 | 2 | 1.8 | 12.6252 | 1113021.1636 | 11309.7336 | 2261946.7106 | 170000 | 19477870.3628 | 660 | 1320000
498 | 930.475 | 2 | 1.8 | 12.9558 | 1141955.1687 | 11309.7336 | 2261946.7106 | 170000 | 19984215.4518 | 660 | 1320000
500 | 927.611 | 2 | 1.8 | 13.1276 | 1156990.2914 | 11309.7336 | 2261946.7106 | 170000 | 20247330.0993 | 660 | 1320000
502 | 931.256 | 2 | 1.8 | 12.9089 | 1137854.6524 | 11309.7336 | 2261946.7106 | 170000 | 19912456.4175 | 660 | 1320000
504 | 920.044 | 2 | 1.8 | 13.5817 | 1196700.7082 | 11309.7336 | 2261946.7106 | 170000 | 20942262.394 | 660 | 1320000
506 | 911.78 | 2 | 1.8 | 14.0775 | 1240045.6405 | 11309.7336 | 2261946.7106 | 170000 | 21700798.7094 | 660 | 1320000
508 | 907.989 | 2 | 1.8 | 14.305 | 1259921.4366 | 11309.7336 | 2261946.7106 | 170000 | 22048625.1399 | 660 | 1320000
510 | 907.289 | 2 | 1.5 | 11.9558 | 877493.6815 | 9424.778 | 1884955.5922 | 170000 | 15356139.4264 | 580 | 1160000
512 | 900.577 | 2 | 1.5 | 12.2914 | 901921.523 | 9424.778 | 1884955.5922 | 170000 | 15783626.6524 | 580 | 1160000
514 | 902.112 | 2 | 1.5 | 12.2147 | 896335.9807 | 9424.778 | 1884955.5922 | 170000 | 15685879.6628 | 580 | 1160000
516 | 900.179 | 2 | 1.5 | 12.3113 | 903369.6664 | 9424.778 | 1884955.5922 | 170000 | 15808969.1629 | 580 | 1160000
518 | 903.811 | 2 | 1.5 | 12.1297 | 890152.9994 | 9424.778 | 1884955.5922 | 170000 | 15577677.4899 | 580 | 1160000
520 | 910.027 | 2 | 1.5 | 11.8189 | 867525.7369 | 9424.778 | 1884955.5922 | 170000 | 15181700.3952 | 580 | 1160000
| 911.131 | 2 | 1.5 | 9.375 | 689269.7233 | 9424.778

## Pipeline Instalation Costs
Option 7 Excavation and Back Fill Pricing
Chainage (km) | Elevation (m) | Section Length (km) | Diameter (m) | Trench Width (m) | Trench Depth (m) | Excavation (m3) | Bedding and Cradle Fill (m3) | Main fill (m3) | Spoil (m3) | Excavation Cost | Bedding and Cradle Fill Cost | Main Fill Cost | Spoil Cost
2 | 1069.018 | 0 | 1.9 | 2.9 | 3.9 | 0 | 0 | 0 | 0 | 0 | 0 | 0 | 0
4 | 1067.321 | 2 | 1.9 | 2.9 | 3.9 | 22620 | 8249.4253 | 8700 | 5670.5747 | 1131000 | 1361155.1679 | 478500 | 255175.8633
6 | 1064.035 | 2 | 1.9 | 2.9 | 3.9 | 22620 | 8249.4253 | 8700 | 5670.5747 | 1131000 | 1361155.1679 | 478500 | 255175.8633
8 | 1063.832 | 2 | 1.9 | 2.9 | 3.9 | 22620 | 8249.4253 | 8700 | 5670.5747 | 1131000 | 1361155.1679 | 478500 | 255175.8633
10 | 1067.893 | 2 | 1.9 | 2.9 | 3.9 | 22620 | 8249.4253 | 8700 | 5670.5747 | 1131000 | 1361155.1679 | 478500 | 255175.8633
12 | 1075.133 | 2 | 1.9 | 2.9 | 3.9 | 22620 | 8249.4253 | 8700 | 5670.5747 | 1131000 | 1361155.1679 | 478500 | 255175.8633
14 | 1082.768 | 2 | 1.9 | 2.9 | 3.9 | 22620 | 8249.4253 | 8700 | 5670.5747 | 1131000 | 1361155.1679 | 478500 | 255175.8633
16 | 1089.726 | 2 | 1.9 | 2.9 | 3.9 | 22620 | 8249.4253 | 8700 | 5670.5747 | 1131000 | 1361155.1679 | 478500 | 255175.8633
18 | 1094.131 | 2 | 1.9 | 2.9 | 3.9 | 22620 | 8249.4253 | 8700 | 5670.5747 | 1131000 | 1361155.1679 | 478500 | 255175.8633
20 | 1097.897 | 2 | 1.9 | 2.9 | 3.9 | 22620 | 8249.4253 | 8700 | 5670.5747 | 1131000 | 1361155.1679 | 478500 | 255175.8633
22 | 1101.67 | 2 | 1.9 | 2.9 | 3.9 | 22620 | 8249.4253 | 8700 | 5670.5747 | 1131000 | 1361155.1679 | 478500 | 255175.8633
24 | 1095.952 | 2 | 1.9 | 2.9 | 3.9 | 22620 | 8249.4253 | 8700 | 5670.5747 | 1131000 | 1361155.1679 | 478500 | 255175.8633
26 | 1090.107 | 2 | 1.9 | 2.9 | 3.9 | 22620 | 8249.4253 | 8700 | 5670.5747 | 1131000 | 1361155.1679 | 478500 | 255175.8633
28 | 1085.781 | 2 | 1.9 | 2.9 | 3.9 | 22620 | 8249.4253 | 8700 | 5670.5747 | 1131000 | 1361155.1679 | 478500 | 255175.8633
30 | 1081.89 | 2 | 1.9 | 2.9 | 3.9 | 22620 | 8249.4253 | 8700 | 5670.5747 | 1131000 | 1361155.1679 | 478500 | 255175.8633
32 | 1077.937 | 2 | 1.9 | 2.9 | 3.9 | 22620 | 8249.4253 | 8700 | 5670.5747 | 1131000 | 1361155.1679 | 478500 | 255175.8633
34 | 1074.89 | 2 | 1.9 | 2.9 | 3.9 | 22620 | 8249.4253 | 8700 | 5670.5747 | 1131000 | 1361155.1679 | 478500 | 255175.8633
36 | 1071.114 | 2 | 1.9 | 2.9 | 3.9 | 22620 | 8249.4253 | 8700 | 5670.5747 | 1131000 | 1361155.1679 | 478500 | 255175.8633
38 | 1065.311 | 2 | 1.9 | 2.9 | 3.9 | 22620 | 8249.4253 | 8700 | 5670.5747 | 1131000 | 1361155.1679 | 478500 | 255175.8633
40 | 1059.051 | 2 | 1.9 | 2.9 | 3.9 | 22620 | 8249.4253 | 8700 | 5670.5747 | 1131000 | 1361155.1679 | 478500 | 255175.8633
42 | 1054.28 | 2 | 1.9 | 2.9 | 3.9 | 22620 | 8249.4253 | 8700 | 5670.5747 | 1131000 | 1361155.1679 | 478500 | 255175.8633
44 | 1053.871 | 2 | 1.9 | 2.9 | 3.9 | 22620 | 8249.4253 | 8700 | 5670.5747 | 1131000 | 1361155.1679 | 478500 | 255175.8633
46 | 1050.42 | 2 | 1.9 | 2.9 | 3.9 | 22620 | 8249.4253 | 8700 | 5670.5747 | 1131000 | 1361155.1679 | 478500 | 255175.8633
48 | 1052.704 | 2 | 1.9 | 2.9 | 3.9 | 22620 | 8249.4253 | 8700 | 5670.5747 | 1131000 | 1361155.1679 | 478500 | 255175.8633
50 | 1056.355 | 2 | 1.9 | 2.9 | 3.9 | 22620 | 8249.4253 | 8700 | 5670.5747 | 1131000 | 1361155.1679 | 478500 | 255175.8633
52 | 1058.466 | 2 | 1.9 | 2.9 | 3.9 | 22620 | 8249.4253 | 8700 | 5670.5747 | 1131000 | 1361155.1679 | 478500 | 255175.8633
54 | 1055.99 | 2 | 1.9 | 2.9 | 3.9 | 22620 | 8249.4253 | 8700 | 5670.5747 | 1131000 | 1361155.1679 | 478500 | 255175.8633
56 | 1055.66 | 2 | 1.9 | 2.9 | 3.9 | 22620 | 8249.4253 | 8700 | 5670.5747 | 1131000 | 1361155.1679 | 478500 | 255175.8633
58 | 1056.404 | 2 | 1.9 | 2.9 | 3.9 | 22620 | 8249.4253 | 8700 | 5670.5747 | 1131000 | 1361155.1679 | 478500 | 255175.8633
60 | 1056.841 | 2 | 1.9 | 2.9 | 3.9 | 22620 | 8249.4253 | 8700 | 5670.5747 | 1131000 | 1361155.1679 | 478500 | 255175.8633
62 | 1056.377 | 2 | 1.9 | 2.9 | 3.9 | 22620 | 8249.4253 | 8700 | 5670.5747 | 1131000 | 1361155.1679 | 478500 | 255175.8633
64 | 1052.503 | 2 | 1.9 | 2.9 | 3.9 | 22620 | 8249.4253 | 8700 | 5670.5747 | 1131000 | 1361155.1679 | 478500 | 255175.8633
66 | 1046.022 | 2 | 1.9 | 2.9 | 3.9 | 22620 | 8249.4253 | 8700 | 5670.5747 | 1131000 | 1361155.1679 | 478500 | 255175.8633
68 | 1036.575 | 2 | 1.9 | 2.9 | 3.9 | 22620 | 8249.4253 | 8700 | 5670.5747 | 1131000 | 1361155.1679 | 478500 | 255175.8633
70 | 1031.818 | 2 | 1.9 | 2.9 | 3.9 | 22620 | 8249.4253 | 8700 | 5670.5747 | 1131000 | 1361155.1679 | 478500 | 255175.8633
72 | 1027.675 | 2 | 1.9 | 2.9 | 3.9 | 22620 | 8249.4253 | 8700 | 5670.5747 | 1131000 | 1361155.1679 | 478500 | 255175.8633
74 | 1023.844 | 2 | 1.9 | 2.9 | 3.9 | 22620 | 8249.4253 | 8700 | 5670.5747 | 1131000 | 1361155.1679 | 478500 | 255175.8633
76 | 1020.888 | 2 | 1.9 | 2.9 | 3.9 | 22620 | 8249.4253 | 8700 | 5670.5747 | 1131000 | 1361155.1679 | 478500 | 255175.8633
78 | 1023.648 | 2 | 1.9 | 2.9 | 3.9 | 22620 | 8249.4253 | 8700 | 5670.5747 | 1131000 | 1361155.1679 | 478500 | 255175.8633
80 | 1027.566 | 2 | 1.9 | 2.9 | 3.9 | 22620 | 8249.4253 | 8700 | 5670.5747 | 1131000 | 1361155.1679 | 478500 | 255175.8633
82 | 1032.371 | 2 | 1.9 | 2.9 | 3.9 | 22620 | 8249.4253 | 8700 | 5670.5747 | 1131000 | 1361155.1679 | 478500 | 255175.8633
84 | 1034.983 | 2 | 1.9 | 2.9 | 3.9 | 22620 | 8249.4253 | 8700 | 5670.5747 | 1131000 | 1361155.1679 | 478500 | 255175.8633
86 | 1033.213 | 2 | 1.9 | 2.9 | 3.9 | 22620 | 8249.4253 | 8700 | 5670.5747 | 1131000 | 1361155.1679 | 478500 | 255175.8633
88 | 1031.188 | 2 | 1.9 | 2.9 | 3.9 | 22620 | 8249.4253 | 8700 | 5670.5747 | 1131000 | 1361155.1679 | 478500 | 255175.8633
90 | 1029.08 | 2 | 1.9 | 2.9 | 3.9 | 22620 | 8249.4253 | 8700 | 5670.5747 | 1131000 | 1361155.1679 | 478500 | 255175.8633
92 | 1026.322 | 2 | 1.9 | 2.9 | 3.9 | 22620 | 8249.4253 | 8700 | 5670.5747 | 1131000 | 1361155.1679 | 478500 | 255175.8633
94 | 1023.207 | 2 | 1.9 | 2.9 | 3.9 | 22620 | 8249.4253 | 8700 | 5670.5747 | 1131000 | 1361155.1679 | 478500 | 255175.8633
96 | 1021.503 | 2 | 1.9 | 2.9 | 3.9 | 22620 | 8249.4253 | 8700 | 5670.5747 | 1131000 | 1361155.1679 | 478500 | 255175.8633
98 | 1019.765 | 2 | 1.9 | 2.9 | 3.9 | 22620 | 8249.4253 | 8700 | 5670.5747 | 1131000 | 1361155.1679 | 478500 | 255175.8633
100 | 1018.493 | 2 | 1.9 | 2.9 | 3.9 | 22620 | 8249.4253 | 8700 | 5670.5747 | 1131000 | 1361155.1679 | 478500 | 255175.8633
102 | 1016.444 | 2 | 1.9 | 2.9 | 3.9 | 22620 | 8249.4253 | 8700 | 5670.5747 | 1131000 | 1361155.1679 | 478500 | 255175.8633
104 | 1013.288 | 2 | 1.9 | 2.9 | 3.9 | 22620 | 8249.4253 | 8700 | 5670.5747 | 1131000 | 1361155.1679 | 478500 | 255175.8633
106 | 1007.843 | 2 | 1.9 | 2.9 | 3.9 | 22620 | 8249.4253 | 8700 | 5670.5747 | 1131000 | 1361155.1679 | 478500 | 255175.8633
108 | 1001.282 | 2 | 1.9 | 2.9 | 3.9 | 22620 | 8249.4253 | 8700 | 5670.5747 | 1131000 | 1361155.1679 | 478500 | 255175.8633
110 | 996.609 | 2 | 1.9 | 2.9 | 3.9 | 22620 | 8249.4253 | 8700 | 5670.5747 | 1131000 | 1361155.1679 | 478500 | 255175.8633
112 | 992.999 | 2 | 1.9 | 2.9 | 3.9 | 22620 | 8249.4253 | 8700 | 5670.5747 | 1131000 | 1361155.1679 | 478500 | 255175.8633
114 | 993.639 | 2 | 1.9 | 2.9 | 3.9 | 22620 | 8249.4253 | 8700 | 5670.5747 | 1131000 | 1361155.1679 | 478500 | 255175.8633
116 | 994.611 | 2 | 1.9 | 2.9 | 3.9 | 22620 | 8249.4253 | 8700 | 5670.5747 | 1131000 | 1361155.1679 | 478500 | 255175.8633
118 | 995.751 | 2 | 1.9 | 2.9 | 3.9 | 22620 | 8249.4253 | 8700 | 5670.5747 | 1131000 | 1361155.1679 | 478500 | 255175.8633
120 | 996.479 | 2 | 1.9 | 2.9 | 3.9 | 22620 | 8249.4253 | 8700 | 5670.5747 | 1131000 | 1361155.1679 | 478500 | 255175.8633
122 | 996.147 | 2 | 1.9 | 2.9 | 3.9 | 22620 | 8249.4253 | 8700 | 5670.5747 | 1131000 | 1361155.1679 | 478500 | 255175.8633
124 | 992.094 | 2 | 1.9 | 2.9 | 3.9 | 22620 | 8249.4253 | 8700 | 5670.5747 | 1131000 | 1361155.1679 | 478500 | 255175.8633
126 | 985.623 | 2 | 1.9 | 2.9 | 3.9 | 22620 | 8249.4253 | 8700 | 5670.5747 | 1131000 | 1361155.1679 | 478500 | 255175.8633
128 | 977.759 | 2 | 1.9 | 2.9 | 3.9 | 22620 | 8249.4253 | 8700 | 5670.5747 | 1131000 | 1361155.1679 | 478500 | 255175.8633
130 | 969.772 | 2 | 1.9 | 2.9 | 3.9 | 22620 | 8249.4253 | 8700 | 5670.5747 | 1131000 | 1361155.1679 | 478500 | 255175.8633
132 | 981.785 | 2 | 1.9 | 2.9 | 3.9 | 22620 | 8249.4253 | 8700 | 5670.5747 | 1131000 | 1361155.1679 | 478500 | 255175.8633
134 | 991.458 | 2 | 1.9 | 2.9 | 3.9 | 22620 | 8249.4253 | 8700 | 5670.5747 | 1131000 | 1361155.1679 | 478500 | 255175.8633
136 | 987.77 | 2 | 1.9 | 2.9 | 3.9 | 22620 | 8249.4253 | 8700 | 5670.5747 | 1131000 | 1361155.1679 | 478500 | 255175.8633
138 | 982.725 | 2 | 1.9 | 2.9 | 3.9 | 22620 | 8249.4253 | 8700 | 5670.5747 | 1131000 | 1361155.1679 | 478500 | 255175.8633
140 | 977.559 | 2 | 1.9 | 2.9 | 3.9 | 22620 | 8249.4253 | 8700 | 5670.5747 | 1131000 | 1361155.1679 | 478500 | 255175.8633
142 | 975.289 | 2 | 1.9 | 2.9 | 3.9 | 22620 | 8249.4253 | 8700 | 5670.5747 | 1131000 | 1361155.1679 | 478500 | 255175.8633
144 | 973.968 | 2 | 1.9 | 2.9 | 3.9 | 22620 | 8249.4253 | 8700 | 5670.5747 | 1131000 | 1361155.1679 | 478500 | 255175.8633
146 | 962.473 | 2 | 1.9 | 2.9 | 3.9 | 22620 | 8249.4253 | 8700 | 5670.5747 | 1131000 | 1361155.1679 | 478500 | 255175.8633
148 | 951.285 | 2 | 1.9 | 2.9 | 3.9 | 22620 | 8249.4253 | 8700 | 5670.5747 | 1131000 | 1361155.1679 | 478500 | 255175.8633
150 | 948.174 | 2 | 1.9 | 2.9 | 3.9 | 22620 | 8249.4253 | 8700 | 5670.5747 | 1131000 | 1361155.1679 | 478500 | 255175.8633
152 | 944.641 | 2 | 1.9 | 2.9 | 3.9 | 22620 | 8249.4253 | 8700 | 5670.5747 | 1131000 | 1361155.1679 | 478500 | 255175.8633
154 | 941.566 | 2 | 1.9 | 2.9 | 3.9 | 22620 | 8249.4253 | 8700 | 5670.5747 | 1131000 | 1361155.1679 | 478500 | 255175.8633
156 | 940.942 | 2 | 1.9 | 2.9 | 3.9 | 22620 | 8249.4253 | 8700 | 5670.5747 | 1131000 | 1361155.1679 | 478500 | 255175.8633
158 | 939.726 | 2 | 1.8 | 2.8 | 3.8 | 21280 | 7790.6199 | 8400 | 5089.3801 | 1064000 | 1285452.2837 | 462000 | 229022.1044
160 | 936.738 | 2 | 1.8 | 2.8 | 3.8 | 21280 | 7790.6199 | 8400 | 5089.3801 | 1064000 | 1285452.2837 | 462000 | 229022.1044
162 | 933.65 | 2 | 1.8 | 2.8 | 3.8 | 21280 | 7790.6199 | 8400 | 5089.3801 | 1064000 | 1285452.2837 | 462000 | 229022.1044
164 | 932.745 | 2 | 1.8 | 2.8 | 3.8 | 21280 | 7790.6199 | 8400 | 5089.3801 | 1064000 | 1285452.2837 | 462000 | 229022.1044
166 | 931.696 | 2 | 1.8 | 2.8 | 3.8 | 21280 | 7790.6199 | 8400 | 5089.3801 | 1064000 | 1285452.2837 | 462000 | 229022.1044
168 | 930.999 | 2 | 1.8 | 2.8 | 3.8 | 21280 | 7790.6199 | 8400 | 5089.3801 | 1064000 | 1285452.2837 | 462000 | 229022.1044
170 | 930.885 | 2 | 1.8 | 2.8 | 3.8 | 21280 | 7790.6199 | 8400 | 5089.3801 | 1064000 | 1285452.2837 | 462000 | 229022.1044
172 | 930.378 | 2 | 1.8 | 2.8 | 3.8 | 21280 | 7790.6199 | 8400 | 5089.3801 | 1064000 | 1285452.2837 | 462000 | 229022.1044
174 | 931.324 | 2 | 1.8 | 2.8 | 3.8 | 21280 | 7790.6199 | 8400 | 5089.3801 | 1064000 | 1285452.2837 | 462000 | 229022.1044
176 | 933.53 | 2 | 1.8 | 2.8 | 3.8 | 21280 | 7790.6199 | 8400 | 5089.3801 | 1064000 | 1285452.2837 | 462000 | 229022.1044
178 | 932.714 | 2 | 1.8 | 2.8 | 3.8 | 21280 | 7790.6199 | 8400 | 5089.3801 | 1064000 | 1285452.2837 | 462000 | 229022.1044
180 | 928.311 | 2 | 1.8 | 2.8 | 3.8 | 21280 | 7790.6199 | 8400 | 5089.3801 | 1064000 | 1285452.2837 | 462000 | 229022.1044
182 | 924.179 | 2 | 1.8 | 2.8 | 3.8 | 21280 | 7790.6199 | 8400 | 5089.3801 | 1064000 | 1285452.2837 | 462000 | 229022.1044
184 | 928.398 | 2 | 1.8 | 2.8 | 3.8 | 21280 | 7790.6199 | 8400 | 5089.3801 | 1064000 | 1285452.2837 | 462000 | 229022.1044
186 | 930.866 | 2 | 1.8 | 2.8 | 3.8 | 21280 | 7790.6199 | 8400 | 5089.3801 | 1064000 | 1285452.2837 | 462000 | 229022.1044
188 | 928.411 | 2 | 1.8 | 2.8 | 3.8 | 21280 | 7790.6199 | 8400 | 5089.3801 | 1064000 | 1285452.2837 | 462000 | 229022.1044
190 | 927.849 | 2 | 1.8 | 2.8 | 3.8 | 21280 | 7790.6199 | 8400 | 5089.3801 | 1064000 | 1285452.2837 | 462000 | 229022.1044
192 | 926.71 | 2 | 1.8 | 2.8 | 3.8 | 21280 | 7790.6199 | 8400 | 5089.3801 | 1064000 | 1285452.2837 | 462000 | 229022.1044
194 | 926.201 | 2 | 1.8 | 2.8 | 3.8 | 21280 | 7790.6199 | 8400 | 5089.3801 | 1064000 | 1285452.2837 | 462000 | 229022.1044
196 | 924.509 | 2 | 1.8 | 2.8 | 3.8 | 21280 | 7790.6199 | 8400 | 5089.3801 | 1064000 | 1285452.2837 | 462000 | 229022.1044
198 | 923.417 | 2 | 1.8 | 2.8 | 3.8 | 21280 | 7790.6199 | 8400 | 5089.3801 | 1064000 | 1285452.2837 | 462000 | 229022.1044
200 | 923.011 | 2 | 1.8 | 2.8 | 3.8 | 21280 | 7790.6199 | 8400 | 5089.3801 | 1064000 | 1285452.2837 | 462000 | 229022.1044
202 | 921.969 | 2 | 1.8 | 2.8 | 3.8 | 21280 | 7790.6199 | 8400 | 5089.3801 | 1064000 | 1285452.2837 | 462000 | 229022.1044
204 | 920.661 | 2 | 1.8 | 2.8 | 3.8 | 21280 | 7790.6199 | 8400 | 5089.3801 | 1064000 | 1285452.2837 | 462000 | 229022.1044
206 | 920.243 | 2 | 1.8 | 2.8 | 3.8 | 21280 | 7790.6199 | 8400 | 5089.3801 | 1064000 | 1285452.2837 | 462000 | 229022.1044
208 | 919.297 | 2 | 1.8 | 2.8 | 3.8 | 21280 | 7790.6199 | 8400 | 5089.3801 | 1064000 | 1285452.2837 | 462000 | 229022.1044
210 | 917.533 | 2 | 1.8 | 2.8 | 3.8 | 21280 | 7790.6199 | 8400 | 5089.3801 | 1064000 | 1285452.2837 | 462000 | 229022.1044
212 | 917.684 | 2 | 1.8 | 2.8 | 3.8 | 21280 | 7790.6199 | 8400 | 5089.3801 | 1064000 | 1285452.2837 | 462000 | 229022.1044
214 | 915.724 | 2 | 1.8 | 2.8 | 3.8 | 21280 | 7790.6199 | 8400 | 5089.3801 | 1064000 | 1285452.2837 | 462000 | 229022.1044
216 | 915.73 | 2 | 1.8 | 2.8 | 3.8 | 21280 | 7790.6199 | 8400 | 5089.3801 | 1064000 | 1285452.2837 | 462000 | 229022.1044
218 | 915.584 | 2 | 1.8 | 2.8 | 3.8 | 21280 | 7790.6199 | 8400 | 5089.3801 | 1064000 | 1285452.2837 | 462000 | 229022.1044
220 | 915.444 | 2 | 1.8 | 2.8 | 3.8 | 21280 | 7790.6199 | 8400 | 5089.3801 | 1064000 | 1285452.2837 | 462000 | 229022.1044
222 | 913.52 | 2 | 1.8 | 2.8 | 3.8 | 21280 | 7790.6199 | 8400 | 5089.3801 | 1064000 | 1285452.2837 | 462000 | 229022.1044
224 | 912.524 | 2 | 1.8 | 2.8 | 3.8 | 21280 | 7790.6199 | 8400 | 5089.3801 | 1064000 | 1285452.2837 | 462000 | 229022.1044
226 | 912.565 | 2 | 1.8 | 2.8 | 3.8 | 21280 | 7790.6199 | 8400 | 5089.3801 | 1064000 | 1285452.2837 | 462000 | 229022.1044
228 | 913.484 | 2 | 2.2 | 3.2 | 4.2 | 26880 | 9677.3458 | 9600 | 7602.6542 | 1344000 | 1596762.0534 | 528000 | 342119.44
230 | 913.545 | 2 | 2.2 | 3.2 | 4.2 | 26880 | 9677.3458 | 9600 | 7602.6542 | 1344000 | 1596762.0534 | 528000 | 342119.44
232 | 914.546 | 2 | 2.2 | 3.2 | 4.2 | 26880 | 9677.3458 | 9600 | 7602.6542 | 1344000 | 1596762.0534 | 528000 | 342119.44
234 | 918.285 | 2 | 2.2 | 3.2 | 4.2 | 26880 | 9677.3458 | 9600 | 7602.6542 | 1344000 | 1596762.0534 | 528000 | 342119.44
236 | 919.357 | 2 | 2.2 | 3.2 | 4.2 | 26880 | 9677.3458 | 9600 | 7602.6542 | 1344000 | 1596762.0534 | 528000 | 342119.44
238 | 918.649 | 2 | 2.2 | 3.2 | 4.2 | 26880 | 9677.3458 | 9600 | 7602.6542 | 1344000 | 1596762.0534 | 528000 | 342119.44
240 | 922.974 | 2 | 2.2 | 3.2 | 4.2 | 26880 | 9677.3458 | 9600 | 7602.6542 | 1344000 | 1596762.0534 | 528000 | 342119.44
242 | 927.375 | 2 | 2.2 | 3.2 | 4.2 | 26880 | 9677.3458 | 9600 | 7602.6542 | 1344000 | 1596762.0534 | 528000 | 342119.44
244 | 929.253 | 2 | 2.2 | 3.2 | 4.2 | 26880 | 9677.3458 | 9600 | 7602.6542 | 1344000 | 1596762.0534 | 528000 | 342119.44
246 | 930.863 | 2 | 2.2 | 3.2 | 4.2 | 26880 | 9677.3458 | 9600 | 7602.6542 | 1344000 | 1596762.0534 | 528000 | 342119.44
248 | 931.924 | 2 | 2.2 | 3.2 | 4.2 | 26880 | 9677.3458 | 9600 | 7602.6542 | 1344000 | 1596762.0534 | 528000 | 342119.44
250 | 936.722 | 2 | 2.2 | 3.2 | 4.2 | 26880 | 9677.3458 | 9600 | 7602.6542 | 1344000 | 1596762.0534 | 528000 | 342119.44
252 | 941.777 | 2 | 2.2 | 3.2 | 4.2 | 26880 | 9677.3458 | 9600 | 7602.6542 | 1344000 | 1596762.0534 | 528000 | 342119.44
254 | 948.143 | 2 | 2.2 | 3.2 | 4.2 | 26880 | 9677.3458 | 9600 | 7602.6542 | 1344000 | 1596762.0534 | 528000 | 342119.44
256 | 955.417 | 2 | 2.2 | 3.2 | 4.2 | 26880 | 9677.3458 | 9600 | 7602.6542 | 1344000 | 1596762.0534 | 528000 | 342119.44
258 | 962.7 | 2 | 2.2 | 3.2 | 4.2 | 26880 | 9677.3458 | 9600 | 7602.6542 | 1344000 | 1596762.0534 | 528000 | 342119.44
260 | 969.281 | 2 | 2.2 | 3.2 | 4.2 | 26880 | 9677.3458 | 9600 | 7602.6542 | 1344000 | 1596762.0534 | 528000 | 342119.44
262 | 980.284 | 2 | 2.2 | 3.2 | 4.2 | 26880 | 9677.3458 | 9600 | 7602.6542 | 1344000 | 1596762.0534 | 528000 | 342119.44
264 | 986.551 | 2 | 2.2 | 3.2 | 4.2 | 26880 | 9677.3458 | 9600 | 7602.6542 | 1344000 | 1596762.0534 | 528000 | 342119.44
266 | 989.198 | 2 | 2.2 | 3.2 | 4.2 | 26880 | 9677.3458 | 9600 | 7602.6542 | 1344000 | 1596762.0534 | 528000 | 342119.44
268 | 994.39 | 2 | 2.2 | 3.2 | 4.2 | 26880 | 9677.3458 | 9600 | 7602.6542 | 1344000 | 1596762.0534 | 528000 | 342119.44
270 | 999.917 | 2 | 2.2 | 3.2 | 4.2 | 26880 | 9677.3458 | 9600 | 7602.6542 | 1344000 | 1596762.0534 | 528000 | 342119.44
272 | 1004.623 | 2 | 2.2 | 3.2 | 4.2 | 26880 | 9677.3458 | 9600 | 7602.6542 | 1344000 | 1596762.0534 | 528000 | 342119.44
274 | 1008.819 | 2 | 2.2 | 3.2 | 4.2 | 26880 | 9677.3458 | 9600 | 7602.6542 | 1344000 | 1596762.0534 | 528000 | 342119.44
276 | 1007.834 | 2 | 2.2 | 3.2 | 4.2 | 26880 | 9677.3458 | 9600 | 7602.6542 | 1344000 | 1596762.0534 | 528000 | 342119.44
278 | 1005.626 | 2 | 2.2 | 3.2 | 4.2 | 26880 | 9677.3458 | 9600 | 7602.6542 | 1344000 | 1596762.0534 | 528000 | 342119.44
280 | 1001.623 | 2 | 2.2 | 3.2 | 4.2 | 26880 | 9677.3458 | 9600 | 7602.6542 | 1344000 | 1596762.0534 | 528000 | 342119.44
282 | 1004.052 | 2 | 2.2 | 3.2 | 4.2 | 26880 | 9677.3458 | 9600 | 7602.6542 | 1344000 | 1596762.0534 | 528000 | 342119.44
284 | 1010.797 | 2 | 2.2 | 3.2 | 4.2 | 26880 | 9677.3458 | 9600 | 7602.6542 | 1344000 | 1596762.0534 | 528000 | 342119.44
286 | 1014.67 | 2 | 2.2 | 3.2 | 4.2 | 26880 | 9677.3458 | 9600 | 7602.6542 | 1344000 | 1596762.0534 | 528000 | 342119.44
288 | 1017.319 | 2 | 2.2 | 3.2 | 4.2 | 26880 | 9677.3458 | 9600 | 7602.6542 | 1344000 | 1596762.0534 | 528000 | 342119.44
290 | 1027.459 | 2 | 2.2 | 3.2 | 4.2 | 26880 | 9677.3458 | 9600 | 7602.6542 | 1344000 | 1596762.0534 | 528000 | 342119.44
292 | 1031.99 | 2 | 2.2 | 3.2 | 4.2 | 26880 | 9677.3458 | 9600 | 7602.6542 | 1344000 | 1596762.0534 | 528000 | 342119.44
294 | 1036.254 | 2 | 2.2 | 3.2 | 4.2 | 26880 | 9677.3458 | 9600 | 7602.6542 | 1344000 | 1596762.0534 | 528000 | 342119.44
296 | 1040.127 | 2 | 2.2 | 3.2 | 4.2 | 26880 | 9677.3458 | 9600 | 7602.6542 | 1344000 | 1596762.0534 | 528000 | 342119.44
298 | 1044.396 | 2 | 2.2 | 3.2 | 4.2 | 26880 | 9677.3458 | 9600 | 7602.6542 | 1344000 | 1596762.0534 | 528000 | 342119.44
300 | 1051.339 | 2 | 2.2 | 3.2 | 4.2 | 26880 | 9677.3458 | 9600 | 7602.6542 | 1344000 | 1596762.0534 | 528000 | 342119.44
302 | 1060.955 | 2 | 2.2 | 3.2 | 4.2 | 26880 | 9677.3458 | 9600 | 7602.6542 | 1344000 | 1596762.0534 | 528000 | 342119.44
304 | 1070.227 | 2 | 2.2 | 3.2 | 4.2 | 26880 | 9677.3458 | 9600 | 7602.6542 | 1344000 | 1596762.0534 | 528000 | 342119.44
306 | 1072.691 | 2 | 2.2 | 3.2 | 4.2 | 26880 | 9677.3458 | 9600 | 7602.6542 | 1344000 | 1596762.0534 | 528000 | 342119.44
308 | 1076.503 | 2 | 2.2 | 3.2 | 4.2 | 26880 | 9677.3458 | 9600 | 7602.6542 | 1344000 | 1596762.0534 | 528000 | 342119.44
310 | 1083.996 | 2 | 2.2 | 3.2 | 4.2 | 26880 | 9677.3458 | 9600 | 7602.6542 | 1344000 | 1596762.0534 | 528000 | 342119.44
312 | 1097.188 | 2 | 2.2 | 3.2 | 4.2 | 26880 | 9677.3458 | 9600 | 7602.6542 | 1344000 | 1596762.0534 | 528000 | 342119.44
314 | 1103.545 | 2 | 2.2 | 3.2 | 4.2 | 26880 | 9677.3458 | 9600 | 7602.6542 | 1344000 | 1596762.0534 | 528000 | 342119.44
316 | 1105.174 | 2 | 2.2 | 3.2 | 4.2 | 26880 | 9677.3458 | 9600 | 7602.6542 | 1344000 | 1596762.0534 | 528000 | 342119.44
318 | 1111.657 | 2 | 2.2 | 3.2 | 4.2 | 26880 | 9677.3458 | 9600 | 7602.6542 | 1344000 | 1596762.0534 | 528000 | 342119.44
320 | 1122.935 | 2 | 2.2 | 3.2 | 4.2 | 26880 | 9677.3458 | 9600 | 7602.6542 | 1344000 | 1596762.0534 | 528000 | 342119.44
322 | 1128.197 | 2 | 2.2 | 3.2 | 4.2 | 26880 | 9677.3458 | 9600 | 7602.6542 | 1344000 | 1596762.0534 | 528000 | 342119.44
324 | 1132.561 | 2 | 2.2 | 3.2 | 4.2 | 26880 | 9677.3458 | 9600 | 7602.6542 | 1344000 | 1596762.0534 | 528000 | 342119.44
326 | 1131.854 | 2 | 2.2 | 3.2 | 4.2 | 26880 | 9677.3458 | 9600 | 7602.6542 | 1344000 | 1596762.0534 | 528000 | 342119.44
328 | 1133.338 | 2 | 2.2 | 3.2 | 4.2 | 26880 | 9677.3458 | 9600 | 7602.6542 | 1344000 | 1596762.0534 | 528000 | 342119.44
330 | 1136.405 | 2 | 1.8 | 2.8 | 3.8 | 21280 | 7790.6199 | 8400 | 5089.3801 | 1064000 | 1285452.2837 | 462000 | 229022.1044
332 | 1128.709 | 2 | 1.8 | 2.8 | 3.8 | 21280 | 7790.6199 | 8400 | 5089.3801 | 1064000 | 1285452.2837 | 462000 | 229022.1044
334 | 1120.713 | 2 | 1.8 | 2.8 | 3.8 | 21280 | 7790.6199 | 8400 | 5089.3801 | 1064000 | 1285452.2837 | 462000 | 229022.1044
336 | 1115.226 | 2 | 1.8 | 2.8 | 3.8 | 21280 | 7790.6199 | 8400 | 5089.3801 | 1064000 | 1285452.2837 | 462000 | 229022.1044
338 | 1108.709 | 2 | 1.8 | 2.8 | 3.8 | 21280 | 7790.6199 | 8400 | 5089.3801 | 1064000 | 1285452.2837 | 462000 | 229022.1044
340 | 1102.499 | 2 | 1.8 | 2.8 | 3.8 | 21280 | 7790.6199 | 8400 | 5089.3801 | 1064000 | 1285452.2837 | 462000 | 229022.1044
342 | 1096.349 | 2 | 1.8 | 2.8 | 3.8 | 21280 | 7790.6199 | 8400 | 5089.3801 | 1064000 | 1285452.2837 | 462000 | 229022.1044
344 | 1090.39 | 2 | 1.8 | 2.8 | 3.8 | 21280 | 7790.6199 | 8400 | 5089.3801 | 1064000 | 1285452.2837 | 462000 | 229022.1044
346 | 1087.765 | 2 | 1.8 | 2.8 | 3.8 | 21280 | 7790.6199 | 8400 | 5089.3801 | 1064000 | 1285452.2837 | 462000 | 229022.1044
348 | 1084.661 | 2 | 1.8 | 2.8 | 3.8 | 21280 | 7790.6199 | 8400 | 5089.3801 | 1064000 | 1285452.2837 | 462000 | 229022.1044
350 | 1081.662 | 2 | 1.8 | 2.8 | 3.8 | 21280 | 7790.6199 | 8400 | 5089.3801 | 1064000 | 1285452.2837 | 462000 | 229022.1044
352 | 1076.872 | 2 | 1.8 | 2.8 | 3.8 | 21280 | 7790.6199 | 8400 | 5089.3801 | 1064000 | 1285452.2837 | 462000 | 229022.1044
354 | 1070.898 | 2 | 1.8 | 2.8 | 3.8 | 21280 | 7790.6199 | 8400 | 5089.3801 | 1064000 | 1285452.2837 | 462000 | 229022.1044
356 | 1065.018 | 2 | 1.8 | 2.8 | 3.8 | 21280 | 7790.6199 | 8400 | 5089.3801 | 1064000 | 1285452.2837 | 462000 | 229022.1044
358 | 1059.58 | 2 | 1.8 | 2.8 | 3.8 | 21280 | 7790.6199 | 8400 | 5089.3801 | 1064000 | 1285452.2837 | 462000 | 229022.1044
360 | 1055.284 | 2 | 1.8 | 2.8 | 3.8 | 21280 | 7790.6199 | 8400 | 5089.3801 | 1064000 | 1285452.2837 | 462000 | 229022.1044
362 | 1050.886 | 2 | 1.8 | 2.8 | 3.8 | 21280 | 7790.6199 | 8400 | 5089.3801 | 1064000 | 1285452.2837 | 462000 | 229022.1044
364 | 1052.647 | 2 | 1.8 | 2.8 | 3.8 | 21280 | 7790.6199 | 8400 | 5089.3801 | 1064000 | 1285452.2837 | 462000 | 229022.1044
366 | 1051.117 | 2 | 1.8 | 2.8 | 3.8 | 21280 | 7790.6199 | 8400 | 5089.3801 | 1064000 | 1285452.2837 | 462000 | 229022.1044
368 | 1048.266 | 2 | 1.8 | 2.8 | 3.8 | 21280 | 7790.6199 | 8400 | 5089.3801 | 1064000 | 1285452.2837 | 462000 | 229022.1044
370 | 1040.172 | 2 | 1.8 | 2.8 | 3.8 | 21280 | 7790.6199 | 8400 | 5089.3801 | 1064000 | 1285452.2837 | 462000 | 229022.1044
372 | 1033.483 | 2 | 1.8 | 2.8 | 3.8 | 21280 | 7790.6199 | 8400 | 5089.3801 | 1064000 | 1285452.2837 | 462000 | 229022.1044
374 | 1030.95 | 2 | 1.8 | 2.8 | 3.8 | 21280 | 7790.6199 | 8400 | 5089.3801 | 1064000 | 1285452.2837 | 462000 | 229022.1044
376 | 1032.263 | 2 | 1.8 | 2.8 | 3.8 | 21280 | 7790.6199 | 8400 | 5089.3801 | 1064000 | 1285452.2837 | 462000 | 229022.1044
378 | 1031.391 | 2 | 1.8 | 2.8 | 3.8 | 21280 | 7790.6199 | 8400 | 5089.3801 | 1064000 | 1285452.2837 | 462000 | 229022.1044
380 | 1025.791 | 2 | 1.8 | 2.8 | 3.8 | 21280 | 7790.6199 | 8400 | 5089.3801 | 1064000 | 1285452.2837 | 462000 | 229022.1044
382 | 1020.911 | 2 | 1.8 | 2.8 | 3.8 | 21280 | 7790.6199 | 8400 | 5089.3801 | 1064000 | 1285452.2837 | 462000 | 229022.1044
384 | 1015.65 | 2 | 1.8 | 2.8 | 3.8 | 21280 | 7790.6199 | 8400 | 5089.3801 | 1064000 | 1285452.2837 | 462000 | 229022.1044
386 | 1012.139 | 2 | 1.8 | 2.8 | 3.8 | 21280 | 7790.6199 | 8400 | 5089.3801 | 1064000 | 1285452.2837 | 462000 | 229022.1044
388 | 1010.472 | 2 | 1.8 | 2.8 | 3.8 | 21280 | 7790.6199 | 8400 | 5089.3801 | 1064000 | 1285452.2837 | 462000 | 229022.1044
390 | 1005.401 | 2 | 1.8 | 2.8 | 3.8 | 21280 | 7790.6199 | 8400 | 5089.3801 | 1064000 | 1285452.2837 | 462000 | 229022.1044
392 | 996.666 | 2 | 1.8 | 2.8 | 3.8 | 21280 | 7790.6199 | 8400 | 5089.3801 | 1064000 | 1285452.2837 | 462000 | 229022.1044
394 | 991.35 | 2 | 1.8 | 2.8 | 3.8 | 21280 | 7790.6199 | 8400 | 5089.3801 | 1064000 | 1285452.2837 | 462000 | 229022.1044
396 | 990.486 | 2 | 1.8 | 2.8 | 3.8 | 21280 | 7790.6199 | 8400 | 5089.3801 | 1064000 | 1285452.2837 | 462000 | 229022.1044
398 | 992.761 | 2 | 1.8 | 2.8 | 3.8 | 21280 | 7790.6199 | 8400 | 5089.3801 | 1064000 | 1285452.2837 | 462000 | 229022.1044
400 | 999.077 | 2 | 1.8 | 2.8 | 3.8 | 21280 | 7790.6199 | 8400 | 5089.3801 | 1064000 | 1285452.2837 | 462000 | 229022.1044
402 | 1001.8 | 2 | 1.8 | 2.8 | 3.8 | 21280 | 7790.6199 | 8400 | 5089.3801 | 1064000 | 1285452.2837 | 462000 | 229022.1044
404 | 1002.224 | 2 | 1.8 | 2.8 | 3.8 | 21280 | 7790.6199 | 8400 | 5089.3801 | 1064000 | 1285452.2837 | 462000 | 229022.1044
406 | 1002.003 | 2 | 1.8 | 2.8 | 3.8 | 21280 | 7790.6199 | 8400 | 5089.3801 | 1064000 | 1285452.2837 | 462000 | 229022.1044
408 | 1003.596 | 2 | 1.8 | 2.8 | 3.8 | 21280 | 7790.6199 | 8400 | 5089.3801 | 1064000 | 1285452.2837 | 462000 | 229022.1044
410 | 994.111 | 2 | 1.8 | 2.8 | 3.8 | 21280 | 7790.6199 | 8400 | 5089.3801 | 1064000 | 1285452.2837 | 462000 | 229022.1044
412 | 983.925 | 2 | 1.8 | 2.8 | 3.8 | 21280 | 7790.6199 | 8400 | 5089.3801 | 1064000 | 1285452.2837 | 462000 | 229022.1044
414 | 972.347 | 2 | 1.8 | 2.8 | 3.8 | 21280 | 7790.6199 | 8400 | 5089.3801 | 1064000 | 1285452.2837 | 462000 | 229022.1044
416 | 963.901 | 2 | 1.8 | 2.8 | 3.8 | 21280 | 7790.6199 | 8400 | 5089.3801 | 1064000 | 1285452.2837 | 462000 | 229022.1044
418 | 963.258 | 2 | 1.8 | 2.8 | 3.8 | 21280 | 7790.6199 | 8400 | 5089.3801 | 1064000 | 1285452.2837 | 462000 | 229022.1044
420 | 965.836 | 2 | 1.8 | 2.8 | 3.8 | 21280 | 7790.6199 | 8400 | 5089.3801 | 1064000 | 1285452.2837 | 462000 | 229022.1044
422 | 966.309 | 2 | 1.8 | 2.8 | 3.8 | 21280 | 7790.6199 | 8400 | 5089.3801 | 1064000 | 1285452.2837 | 462000 | 229022.1044
424 | 972.884 | 2 | 1.8 | 2.8 | 3.8 | 21280 | 7790.6199 | 8400 | 5089.3801 | 1064000 | 1285452.2837 | 462000 | 229022.1044
426 | 983.972 | 2 | 1.8 | 2.8 | 3.8 | 21280 | 7790.6199 | 8400 | 5089.3801 | 1064000 | 1285452.2837 | 462000 | 229022.1044
428 | 994.096 | 2 | 1.8 | 2.8 | 3.8 | 21280 | 7790.6199 | 8400 | 5089.3801 | 1064000 | 1285452.2837 | 462000 | 229022.1044
430 | 991.695 | 2 | 1.8 | 2.8 | 3.8 | 21280 | 7790.6199 | 8400 | 5089.3801 | 1064000 | 1285452.2837 | 462000 | 229022.1044
432 | 984.933 | 2 | 1.8 | 2.8 | 3.8 | 21280 | 7790.6199 | 8400 | 5089.3801 | 1064000 | 1285452.2837 | 462000 | 229022.1044
434 | 978.185 | 2 | 1.8 | 2.8 | 3.8 | 21280 | 7790.6199 | 8400 | 5089.3801 | 1064000 | 1285452.2837 | 462000 | 229022.1044
436 | 972.686 | 2 | 1.8 | 2.8 | 3.8 | 21280 | 7790.6199 | 8400 | 5089.3801 | 1064000 | 1285452.2837 | 462000 | 229022.1044
438 | 966.824 | 2 | 1.8 | 2.8 | 3.8 | 21280 | 7790.6199 | 8400 | 5089.3801 | 1064000 | 1285452.2837 | 462000 | 229022.1044
440 | 960.902 | 2 | 1.8 | 2.8 | 3.8 | 21280 | 7790.6199 | 8400 | 5089.3801 | 1064000 | 1285452.2837 | 462000 | 229022.1044
442 | 952.924 | 2 | 1.8 | 2.8 | 3.8 | 21280 | 7790.6199 | 8400 | 5089.3801 | 1064000 | 1285452.2837 | 462000 | 229022.1044
444 | 945.683 | 2 | 1.8 | 2.8 | 3.8 | 21280 | 7790.6199 | 8400 | 5089.3801 | 1064000 | 1285452.2837 | 462000 | 229022.1044
446 | 941.042 | 2 | 1.8 | 2.8 | 3.8 | 21280 | 7790.6199 | 8400 | 5089.3801 | 1064000 | 1285452.2837 | 462000 | 229022.1044
448 | 937.104 | 2 | 1.8 | 2.8 | 3.8 | 21280 | 7790.6199 | 8400 | 5089.3801 | 1064000 | 1285452.2837 | 462000 | 229022.1044
450 | 939.943 | 2 | 1.8 | 2.8 | 3.8 | 21280 | 7790.6199 | 8400 | 5089.3801 | 1064000 | 1285452.2837 | 462000 | 229022.1044
452 | 944.776 | 2 | 1.8 | 2.8 | 3.8 | 21280 | 7790.6199 | 8400 | 5089.3801 | 1064000 | 1285452.2837 | 462000 | 229022.1044
454 | 947.762 | 2 | 1.8 | 2.8 | 3.8 | 21280 | 7790.6199 | 8400 | 5089.3801 | 1064000 | 1285452.2837 | 462000 | 229022.1044
456 | 952.649 | 2 | 1.8 | 2.8 | 3.8 | 21280 | 7790.6199 | 8400 | 5089.3801 | 1064000 | 1285452.2837 | 462000 | 229022.1044
458 | 954.554 | 2 | 1.8 | 2.8 | 3.8 | 21280 | 7790.6199 | 8400 | 5089.3801 | 1064000 | 1285452.2837 | 462000 | 229022.1044
460 | 952.37 | 2 | 1.8 | 2.8 | 3.8 | 21280 | 7790.6199 | 8400 | 5089.3801 | 1064000 | 1285452.2837 | 462000 | 229022.1044
462 | 947.552 | 2 | 1.8 | 2.8 | 3.8 | 21280 | 7790.6199 | 8400 | 5089.3801 | 1064000 | 1285452.2837 | 462000 | 229022.1044
464 | 941.898 | 2 | 1.8 | 2.8 | 3.8 | 21280 | 7790.6199 | 8400 | 5089.3801 | 1064000 | 1285452.2837 | 462000 | 229022.1044
466 | 940.521 | 2 | 1.8 | 2.8 | 3.8 | 21280 | 7790.6199 | 8400 | 5089.3801 | 1064000 | 1285452.2837 | 462000 | 229022.1044
468 | 939.702 | 2 | 1.8 | 2.8 | 3.8 | 21280 | 7790.6199 | 8400 | 5089.3801 | 1064000 | 1285452.2837 | 462000 | 229022.1044
470 | 937.147 | 2 | 1.8 | 2.8 | 3.8 | 21280 | 7790.6199 | 8400 | 5089.3801 | 1064000 | 1285452.2837 | 462000 | 229022.1044
472 | 933.872 | 2 | 1.8 | 2.8 | 3.8 | 21280 | 7790.6199 | 8400 | 5089.3801 | 1064000 | 1285452.2837 | 462000 | 229022.1044
474 | 933.184 | 2 | 1.8 | 2.8 | 3.8 | 21280 | 7790.6199 | 8400 | 5089.3801 | 1064000 | 1285452.2837 | 462000 | 229022.1044
476 | 939.292 | 2 | 1.8 | 2.8 | 3.8 | 21280 | 7790.6199 | 8400 | 5089.3801 | 1064000 | 1285452.2837 | 462000 | 229022.1044
478 | 944.619 | 2 | 1.8 | 2.8 | 3.8 | 21280 | 7790.6199 | 8400 | 5089.3801 | 1064000 | 1285452.2837 | 462000 | 229022.1044
480 | 954.023 | 2 | 1.8 | 2.8 | 3.8 | 21280 | 7790.6199 | 8400 | 5089.3801 | 1064000 | 1285452.2837 | 462000 | 229022.1044
482 | 968.263 | 2 | 1.8 | 2.8 | 3.8 | 21280 | 7790.6199 | 8400 | 5089.3801 | 1064000 | 1285452.2837 | 462000 | 229022.1044
484 | 970.384 | 2 | 1.8 | 2.8 | 3.8 | 21280 | 7790.6199 | 8400 | 5089.3801 | 1064000 | 1285452.2837 | 462000 | 229022.1044
486 | 964.636 | 2 | 1.8 | 2.8 | 3.8 | 21280 | 7790.6199 | 8400 | 5089.3801 | 1064000 | 1285452.2837 | 462000 | 229022.1044
488 | 956.631 | 2 | 1.8 | 2.8 | 3.8 | 21280 | 7790.6199 | 8400 | 5089.3801 | 1064000 | 1285452.2837 | 462000 | 229022.1044
490 | 947.426 | 2 | 1.8 | 2.8 | 3.8 | 21280 | 7790.6199 | 8400 | 5089.3801 | 1064000 | 1285452.2837 | 462000 | 229022.1044
492 | 941.72 | 2 | 1.8 | 2.8 | 3.8 | 21280 | 7790.6199 | 8400 | 5089.3801 | 1064000 | 1285452.2837 | 462000 | 229022.1044
494 | 935.985 | 2 | 1.8 | 2.8 | 3.8 | 21280 | 7790.6199 | 8400 | 5089.3801 | 1064000 | 1285452.2837 | 462000 | 229022.1044
496 | 930.475 | 2 | 1.8 | 2.8 | 3.8 | 21280 | 7790.6199 | 8400 | 5089.3801 | 1064000 | 1285452.2837 | 462000 | 229022.1044
498 | 927.611 | 2 | 1.8 | 2.8 | 3.8 | 21280 | 7790.6199 | 8400 | 5089.3801 | 1064000 | 1285452.2837 | 462000 | 229022.1044
500 | 931.256 | 2 | 1.8 | 2.8 | 3.8 | 21280 | 7790.6199 | 8400 | 5089.3801 | 1064000 | 1285452.2837 | 462000 | 229022.1044
502 | 920.044 | 2 | 1.8 | 2.8 | 3.8 | 21280 | 7790.6199 | 8400 | 5089.3801 | 1064000 | 1285452.2837 | 462000 | 229022.1044
504 | 911.78 | 2 | 1.8 | 2.8 | 3.8 | 21280 | 7790.6199 | 8400 | 5089.3801 | 1064000 | 1285452.2837 | 462000 | 229022.1044
506 | 907.989 | 2 | 1.8 | 2.8 | 3.8 | 21280 | 7790.6199 | 8400 | 5089.3801 | 1064000 | 1285452.2837 | 462000 | 229022.1044
508 | 907.289 | 2 | 1.5 | 2.5 | 3.5 | 17500 | 6465.7083 | 7500 | 3534.2917 | 875000 | 1066841.8637 | 412500 | 159043.1281
510 | 900.577 | 2 | 1.5 | 2.5 | 3.5 | 17500 | 6465.7083 | 7500 | 3534.2917 | 875000 | 1066841.8637 | 412500 | 159043.1281
512 | 902.112 | 2 | 1.5 | 2.5 | 3.5 | 17500 | 6465.7083 | 7500 | 3534.2917 | 875000 | 1066841.8637 | 412500 | 159043.1281
514 | 900.179 | 2 | 1.5 | 2.5 | 3.5 | 17500 | 6465.7083 | 7500 | 3534.2917 | 875000 | 1066841.8637 | 412500 | 159043.1281
516 | 903.811 | 2 | 1.5 | 2.5 | 3.5 | 17500 | 6465.7083 | 7500 | 3534.2917 | 875000 | 1066841.8637 | 412500 | 159043.1281
518 | 910.027 | 2 | 1.5 | 2.5 | 3.5 | 17500 | 6465.7083 | 7500 | 3534.2917 | 875000 | 1066841.8637 | 412500 | 159043.1281
520 | 911.131 | 2 | 1.5 | 2.5 | 3.5 | 17500 | 6465.7083 | 7500 | 3534.2917 | 875000 | 1066841.8637 | 412500 | 159043.1281

## Capital Costs
Option 5A Capital Costs
Pipe Cost | 5945898234.1408
Pipe Laying and Joining | 1189179646.8282
Pipe Trench Excavation & Back Fill | 837356464.6402
Air Valve, Scour Valve & Isolating Cost | 367160000
Pump Station Cost PS 1 | 31430340.9711
Pump Station Cost PS 3 | 105960972.005
Reservoir Cost BPT 3 | 2822169.6
Reservoir Cost BPT 5 | 2822169.6
Reservoir Cost BPT 2 | 2822169.6
Option 5A Capital Costs (Pula)
Pipe Cost | 5405362031.0371
Pipe Laying and Joining | 1081072406.2074
Pipe Trench Excavation & Back Fill | 761233149.6729
Air Valve, Scour Valve & Isolating Cost | 333781818.1818
Pump Station Cost PS 1 | 28573037.2465
Pump Station Cost PS 3 | 96328156.3682
Reservoir Cost BPT 3 | 2565608.7273
Reservoir Cost BPT 5 | 2565608.7273
Reservoir Cost BPT 2 | 2565608.7273

## Maintenance Costs
Option 5A Maintenance Costs
Item | Percentage Per Annum | Cost R/year
Civil | 0.5% | 29771823.7147
Mechanical & Electrical | 4% | 20182052.519
Total |  | 49953876.2338
Option 5A Maintenance Costs (Pula)
Item | Percentage Per Annum | Cost P/year
Civil | 0.5% | 27065294.2861
Mechanical & Electrical | 4% | 18347320.4719
Total |  | 45412614.758

## Pumping Costs Calculation
Option 5A Pumping Costs Calculations - PS 1
Pipeline Details |  |  |  | New Pipe Flow Equation |  |  | Average Pipe Flow Equation |  |  | Old Pipe Flow Equation |  |  | Biofilm Pipe Flow Equation
Chainage (km) | Elevation (m) | Section Length (km) | Diameter (m) | λ | Friction Component | Secondary Loss Component | λ | Friction Component | Secondary Loss Component | λ | Friction Component | Secondary Loss Component | λ | Friction Component | Secondary Loss Component
2 | 1069.018 | 0 | 1.9 | 0.00867 | 0 | 0 | 0.0097304 | 0 | 0 | 0.011459 | 0 | 0 | 0.014543 | 0 | 0
4 | 1067.321 | 2 | 1.9 | 0.00867 | 0.057863 | 0.0036578 | 0.0097304 | 0.06494 | 0.0036578 | 0.011459 | 0.076477 | 0.0036578 | 0.014543 | 0.097058 | 0.0036578 | 1.618 | 0.060979
6 | 1064.035 | 2 | 1.9 | 0.00867 | 0.057863 | 0.0036578 | 0.0097304 | 0.06494 | 0.0036578 | 0.011459 | 0.076477 | 0.0036578 | 0.014543 | 0.097058 | 0.0036578 | 1.618 | 0.060979
8 | 1063.832 | 2 | 1.9 | 0.00867 | 0.057863 | 0.0036578 | 0.0097304 | 0.06494 | 0.0036578 | 0.011459 | 0.076477 | 0.0036578 | 0.014543 | 0.097058 | 0.0036578 | 1.618 | 0.060979
10 | 1067.893 | 2 | 1.9 | 0.00867 | 0.057863 | 0.0036578 | 0.0097304 | 0.06494 | 0.0036578 | 0.011459 | 0.076477 | 0.0036578 | 0.014543 | 0.097058 | 0.0036578 | 1.618 | 0.060979
12 | 1075.133 | 2 | 1.9 | 0.00867 | 0.057863 | 0.0036578 | 0.0097304 | 0.06494 | 0.0036578 | 0.011459 | 0.076477 | 0.0036578 | 0.014543 | 0.097058 | 0.0036578 | 1.618 | 0.060979
14 | 1082.768 | 2 | 1.9 | 0.00867 | 0.057863 | 0.0036578 | 0.0097304 | 0.06494 | 0.0036578 | 0.011459 | 0.076477 | 0.0036578 | 0.014543 | 0.097058 | 0.0036578 | 1.618 | 0.060979
16 | 1089.726 | 2 | 1.9 | 0.00867 | 0.057863 | 0.0036578 | 0.0097304 | 0.06494 | 0.0036578 | 0.011459 | 0.076477 | 0.0036578 | 0.014543 | 0.097058 | 0.0036578 | 1.618 | 0.060979
18 | 1094.131 | 2 | 1.9 | 0.00867 | 0.057863 | 0.0036578 | 0.0097304 | 0.06494 | 0.0036578 | 0.011459 | 0.076477 | 0.0036578 | 0.014543 | 0.097058 | 0.0036578 | 1.618 | 0.060979
20 | 1097.897 | 2 | 1.9 | 0.00867 | 0.057863 | 0.0036578 | 0.0097304 | 0.06494 | 0.0036578 | 0.011459 | 0.076477 | 0.0036578 | 0.014543 | 0.097058 | 0.0036578 | 1.618 | 0.060979
22 | 1101.67 | 2 | 1.9 | 0.00867 | 0.057863 | 0.0036578 | 0.0097304 | 0.06494 | 0.0036578 | 0.011459 | 0.076477 | 0.0036578 | 0.014543 | 0.097058 | 0.0036578 | 1.618 | 0.060979
16.7903
Option 5A Pumping Costs Calculations - PS 3
Pipeline Details |  |  |  | New Pipe Flow Equation |  |  | Average Pipe Flow Equation |  |  | Old Pipe Flow Equation |  |  | Biofilm Pipe Flow Equation
Chainage (km) | Elevation (m) | Section Length (km) | Diameter (m) | λ | Friction Component | Secondary Loss Component | λ | Friction Component | Secondary Loss Component | λ | Friction Component | Secondary Loss Component | λ | Friction Component | Secondary Loss Component
228 | 913.484 | 2 | 2.2 | 0.008468 | 0.027153 | 0.0020349 | 0.0094904 | 0.030432 | 0.0020349 | 0.011153 | 0.035762 | 0.0020349 | 0.014105 | 0.045227 | 0.0020349
230 | 913.545 | 2 | 2.2 | 0.008468 | 0.027153 | 0.0020349 | 0.0094904 | 0.030432 | 0.0020349 | 0.011153 | 0.035762 | 0.0020349 | 0.014105 | 0.045227 | 0.0020349
232 | 914.546 | 2 | 2.2 | 0.008468 | 0.027153 | 0.0020349 | 0.0094904 | 0.030432 | 0.0020349 | 0.011153 | 0.035762 | 0.0020349 | 0.014105 | 0.045227 | 0.0020349
234 | 918.285 | 2 | 2.2 | 0.008468 | 0.027153 | 0.0020349 | 0.0094904 | 0.030432 | 0.0020349 | 0.011153 | 0.035762 | 0.0020349 | 0.014105 | 0.045227 | 0.0020349
236 | 919.357 | 2 | 2.2 | 0.008468 | 0.027153 | 0.0020349 | 0.0094904 | 0.030432 | 0.0020349 | 0.011153 | 0.035762 | 0.0020349 | 0.014105 | 0.045227 | 0.0020349
238 | 918.649 | 2 | 2.2 | 0.008468 | 0.027153 | 0.0020349 | 0.0094904 | 0.030432 | 0.0020349 | 0.011153 | 0.035762 | 0.0020349 | 0.014105 | 0.045227 | 0.0020349
240 | 922.974 | 2 | 2.2 | 0.008468 | 0.027153 | 0.0020349 | 0.0094904 | 0.030432 | 0.0020349 | 0.011153 | 0.035762 | 0.0020349 | 0.014105 | 0.045227 | 0.0020349
242 | 927.375 | 2 | 2.2 | 0.008468 | 0.027153 | 0.0020349 | 0.0094904 | 0.030432 | 0.0020349 | 0.011153 | 0.035762 | 0.0020349 | 0.014105 | 0.045227 | 0.0020349
244 | 929.253 | 2 | 2.2 | 0.008468 | 0.027153 | 0.0020349 | 0.0094904 | 0.030432 | 0.0020349 | 0.011153 | 0.035762 | 0.0020349 | 0.014105 | 0.045227 | 0.0020349
246 | 930.863 | 2 | 2.2 | 0.008468 | 0.027153 | 0.0020349 | 0.0094904 | 0.030432 | 0.0020349 | 0.011153 | 0.035762 | 0.0020349 | 0.014105 | 0.045227 | 0.0020349
248 | 931.924 | 2 | 2.2 | 0.008468 | 0.027153 | 0.0020349 | 0.0094904 | 0.030432 | 0.0020349 | 0.011153 | 0.035762 | 0.0020349 | 0.014105 | 0.045227 | 0.0020349
250 | 936.722 | 2 | 2.2 | 0.008468 | 0.027153 | 0.0020349 | 0.0094904 | 0.030432 | 0.0020349 | 0.011153 | 0.035762 | 0.0020349 | 0.014105 | 0.045227 | 0.0020349
252 | 941.777 | 2 | 2.2 | 0.008468 | 0.027153 | 0.0020349 | 0.0094904 | 0.030432 | 0.0020349 | 0.011153 | 0.035762 | 0.0020349 | 0.014105 | 0.045227 | 0.0020349
254 | 948.143 | 2 | 2.2 | 0.008468 | 0.027153 | 0.0020349 | 0.0094904 | 0.030432 | 0.0020349 | 0.011153 | 0.035762 | 0.0020349 | 0.014105 | 0.045227 | 0.0020349
256 | 955.417 | 2 | 2.2 | 0.008468 | 0.027153 | 0.0020349 | 0.0094904 | 0.030432 | 0.0020349 | 0.011153 | 0.035762 | 0.0020349 | 0.014105 | 0.045227 | 0.0020349
258 | 962.7 | 2 | 2.2 | 0.008468 | 0.027153 | 0.0020349 | 0.0094904 | 0.030432 | 0.0020349 | 0.011153 | 0.035762 | 0.0020349 | 0.014105 | 0.045227 | 0.0020349
260 | 969.281 | 2 | 2.2 | 0.008468 | 0.027153 | 0.0020349 | 0.0094904 | 0.030432 | 0.0020349 | 0.011153 | 0.035762 | 0.0020349 | 0.014105 | 0.045227 | 0.0020349
262 | 980.284 | 2 | 2.2 | 0.008468 | 0.027153 | 0.0020349 | 0.0094904 | 0.030432 | 0.0020349 | 0.011153 | 0.035762 | 0.0020349 | 0.014105 | 0.045227 | 0.0020349
264 | 986.551 | 2 | 2.2 | 0.008468 | 0.027153 | 0.0020349 | 0.0094904 | 0.030432 | 0.0020349 | 0.011153 | 0.035762 | 0.0020349 | 0.014105 | 0.045227 | 0.0020349
266 | 989.198 | 2 | 2.2 | 0.008468 | 0.027153 | 0.0020349 | 0.0094904 | 0.030432 | 0.0020349 | 0.011153 | 0.035762 | 0.0020349 | 0.014105 | 0.045227 | 0.0020349
268 | 994.39 | 2 | 2.2 | 0.008468 | 0.027153 | 0.0020349 | 0.0094904 | 0.030432 | 0.0020349 | 0.011153 | 0.035762 | 0.0020349 | 0.014105 | 0.045227 | 0.0020349
270 | 999.917 | 2 | 2.2 | 0.008468 | 0.027153 | 0.0020349 | 0.0094904 | 0.030432 | 0.0020349 | 0.011153 | 0.035762 | 0.0020349 | 0.014105 | 0.045227 | 0.0020349
272 | 1004.623 | 2 | 2.2 | 0.008468 | 0.027153 | 0.0020349 | 0.0094904 | 0.030432 | 0.0020349 | 0.011153 | 0.035762 | 0.0020349 | 0.014105 | 0.045227 | 0.0020349
274 | 1008.819 | 2 | 2.2 | 0.008468 | 0.027153 | 0.0020349 | 0.0094904 | 0.030432 | 0.0020349 | 0.011153 | 0.035762 | 0.0020349 | 0.014105 | 0.045227 | 0.0020349
276 | 1007.834 | 2 | 2.2 | 0.008468 | 0.027153 | 0.0020349 | 0.0094904 | 0.030432 | 0.0020349 | 0.011153 | 0.035762 | 0.0020349 | 0.014105 | 0.045227 | 0.0020349
278 | 1005.626 | 2 | 2.2 | 0.008468 | 0.027153 | 0.0020349 | 0.0094904 | 0.030432 | 0.0020349 | 0.011153 | 0.035762 | 0.0020349 | 0.014105 | 0.045227 | 0.0020349
280 | 1001.623 | 2 | 2.2 | 0.008468 | 0.027153 | 0.0020349 | 0.0094904 | 0.030432 | 0.0020349 | 0.011153 | 0.035762 | 0.0020349 | 0.014105 | 0.045227 | 0.0020349
282 | 1004.052 | 2 | 2.2 | 0.008468 | 0.027153 | 0.0020349 | 0.0094904 | 0.030432 | 0.0020349 | 0.011153 | 0.035762 | 0.0020349 | 0.014105 | 0.045227 | 0.0020349
284 | 1010.797 | 2 | 2.2 | 0.008468 | 0.027153 | 0.0020349 | 0.0094904 | 0.030432 | 0.0020349 | 0.011153 | 0.035762 | 0.0020349 | 0.014105 | 0.045227 | 0.0020349
286 | 1014.67 | 2 | 2.2 | 0.008468 | 0.027153 | 0.0020349 | 0.0094904 | 0.030432 | 0.0020349 | 0.011153 | 0.035762 | 0.0020349 | 0.014105 | 0.045227 | 0.0020349
288 | 1017.319 | 2 | 2.2 | 0.008468 | 0.027153 | 0.0020349 | 0.0094904 | 0.030432 | 0.0020349 | 0.011153 | 0.035762 | 0.0020349 | 0.014105 | 0.045227 | 0.0020349
290 | 1027.459 | 2 | 2.2 | 0.008468 | 0.027153 | 0.0020349 | 0.0094904 | 0.030432 | 0.0020349 | 0.011153 | 0.035762 | 0.0020349 | 0.014105 | 0.045227 | 0.0020349
292 | 1031.99 | 2 | 2.2 | 0.008468 | 0.027153 | 0.0020349 | 0.0094904 | 0.030432 | 0.0020349 | 0.011153 | 0.035762 | 0.0020349 | 0.014105 | 0.045227 | 0.0020349
294 | 1036.254 | 2 | 2.2 | 0.008468 | 0.027153 | 0.0020349 | 0.0094904 | 0.030432 | 0.0020349 | 0.011153 | 0.035762 | 0.0020349 | 0.014105 | 0.045227 | 0.0020349
296 | 1040.127 | 2 | 2.2 | 0.008468 | 0.027153 | 0.0020349 | 0.0094904 | 0.030432 | 0.0020349 | 0.011153 | 0.035762 | 0.0020349 | 0.014105 | 0.045227 | 0.0020349
298 | 1044.396 | 2 | 2.2 | 0.008468 | 0.027153 | 0.0020349 | 0.0094904 | 0.030432 | 0.0020349 | 0.011153 | 0.035762 | 0.0020349 | 0.014105 | 0.045227 | 0.0020349
300 | 1051.339 | 2 | 2.2 | 0.008468 | 0.027153 | 0.0020349 | 0.0094904 | 0.030432 | 0.0020349 | 0.011153 | 0.035762 | 0.0020349 | 0.014105 | 0.045227 | 0.0020349
302 | 1060.955 | 2 | 2.2 | 0.008468 | 0.027153 | 0.0020349 | 0.0094904 | 0.030432 | 0.0020349 | 0.011153 | 0.035762 | 0.0020349 | 0.014105 | 0.045227 | 0.0020349
304 | 1070.227 | 2 | 2.2 | 0.008468 | 0.027153 | 0.0020349 | 0.0094904 | 0.030432 | 0.0020349 | 0.011153 | 0.035762 | 0.0020349 | 0.014105 | 0.045227 | 0.0020349
306 | 1072.691 | 2 | 2.2 | 0.008468 | 0.027153 | 0.0020349 | 0.0094904 | 0.030432 | 0.0020349 | 0.011153 | 0.035762 | 0.0020349 | 0.014105 | 0.045227 | 0.0020349
308 | 1076.503 | 2 | 2.2 | 0.008468 | 0.027153 | 0.0020349 | 0.0094904 | 0.030432 | 0.0020349 | 0.011153 | 0.035762 | 0.0020349 | 0.014105 | 0.045227 | 0.0020349
310 | 1083.996 | 2 | 2.2 | 0.008468 | 0.027153 | 0.0020349 | 0.0094904 | 0.030432 | 0.0020349 | 0.011153 | 0.035762 | 0.0020349 | 0.014105 | 0.045227 | 0.0020349
312 | 1097.188 | 2 | 2.2 | 0.008468 | 0.027153 | 0.0020349 | 0.0094904 | 0.030432 | 0.0020349 | 0.011153 | 0.035762 | 0.0020349 | 0.014105 | 0.045227 | 0.0020349
314 | 1103.545 | 2 | 2.2 | 0.008468 | 0.027153 | 0.0020349 | 0.0094904 | 0.030432 | 0.0020349 | 0.011153 | 0.035762 | 0.0020349 | 0.014105 | 0.045227 | 0.0020349
316 | 1105.174 | 2 | 2.2 | 0.008468 | 0.027153 | 0.0020349 | 0.0094904 | 0.030432 | 0.0020349 | 0.011153 | 0.035762 | 0.0020349 | 0.014105 | 0.045227 | 0.0020349
318 | 1111.657 | 2 | 2.2 | 0.008468 | 0.027153 | 0.0020349 | 0.0094904 | 0.030432 | 0.0020349 | 0.011153 | 0.035762 | 0.0020349 | 0.014105 | 0.045227 | 0.0020349
320 | 1122.935 | 2 | 2.2 | 0.008468 | 0.027153 | 0.0020349 | 0.0094904 | 0.030432 | 0.0020349 | 0.011153 | 0.035762 | 0.0020349 | 0.014105 | 0.045227 | 0.0020349
322 | 1128.197 | 2 | 2.2 | 0.008468 | 0.027153 | 0.0020349 | 0.0094904 | 0.030432 | 0.0020349 | 0.011153 | 0.035762 | 0.0020349 | 0.014105 | 0.045227 | 0.0020349
324 | 1132.561 | 2 | 2.2 | 0.008468 | 0.027153 | 0.0020349 | 0.0094904 | 0.030432 | 0.0020349 | 0.011153 | 0.035762 | 0.0020349 | 0.014105 | 0.045227 | 0.0020349
326 | 1131.854 | 2 | 2.2 | 0.008468 | 0.027153 | 0.0020349 | 0.0094904 | 0.030432 | 0.0020349 | 0.011153 | 0.035762 | 0.0020349 | 0.014105 | 0.045227 | 0.0020349
328 | 1133.338 | 2 | 2.2 | 0.008468 | 0.027153 | 0.0020349 | 0.0094904 | 0.030432 | 0.0020349 | 0.011153 | 0.035762 | 0.0020349 | 0.014105 | 0.045227 | 0.0020349
330 | 1136.405 | 2 | 2.2 | 0.008468 | 0.027153 | 0.0020349 | 0.0094904 | 0.030432 | 0.0020349 | 0.011153 | 0.035762 | 0.0020349 | 0.014105 | 0.045227 | 0.0020349
332 | 1128.709 | 2 | 2.2 | 0.008468 | 0.027153 | 0.0020349 | 0.0094904 | 0.030432 | 0.0020349 | 0.011153 | 0.035762 | 0.0020349 | 0.014105 | 0.045227 | 0.0020349
334 | 1120.713 | 2 | 2.2 | 0.008468 | 0.027153 | 0.0020349 | 0.0094904 | 0.030432 | 0.0020349 | 0.011153 | 0.035762 | 0.0020349 | 0.014105 | 0.045227 | 0.0020349
336 | 1115.226 | 2 | 1.8 | 0.0087463 | 0.076492 | 0.004541 | 0.0098211 | 0.085892 | 0.004541 | 0.011575 | 0.10123 | 0.004541 | 0.01471 | 0.12864 | 0.004541
338 | 1108.709 | 2 | 1.8 | 0.0087463 | 0.076492 | 0.004541 | 0.0098211 | 0.085892 | 0.004541 | 0.011575 | 0.10123 | 0.004541 | 0.01471 | 0.12864 | 0.004541
340 | 1102.499 | 2 | 1.8 | 0.0087463 | 0.076492 | 0.004541 | 0.0098211 | 0.085892 | 0.004541 | 0.011575 | 0.10123 | 0.004541 | 0.01471 | 0.12864 | 0.004541
342 | 1096.349 | 2 | 1.8 | 0.0087463 | 0.076492 | 0.004541 | 0.0098211 | 0.085892 | 0.004541 | 0.011575 | 0.10123 | 0.004541 | 0.01471 | 0.12864 | 0.004541
344 | 1090.39 | 2 | 1.8 | 0.0087463 | 0.076492 | 0.004541 | 0.0098211 | 0.085892 | 0.004541 | 0.011575 | 0.10123 | 0.004541 | 0.01471 | 0.12864 | 0.004541
346 | 1087.765 | 2 | 1.8 | 0.0087463 | 0.076492 | 0.004541 | 0.0098211 | 0.085892 | 0.004541 | 0.011575 | 0.10123 | 0.004541 | 0.01471 | 0.12864 | 0.004541
348 | 1084.661 | 2 | 1.8 | 0.0087463 | 0.076492 | 0.004541 | 0.0098211 | 0.085892 | 0.004541 | 0.011575 | 0.10123 | 0.004541 | 0.01471 | 0.12864 | 0.004541
350 | 1081.662 | 2 | 1.8 | 0.0087463 | 0.076492 | 0.004541 | 0.0098211 | 0.085892 | 0.004541 | 0.011575 | 0.10123 | 0.004541 | 0.01471 | 0.12864 | 0.004541
352 | 1076.872 | 2 | 1.8 | 0.0087463 | 0.076492 | 0.004541 | 0.0098211 | 0.085892 | 0.004541 | 0.011575 | 0.10123 | 0.004541 | 0.01471 | 0.12864 | 0.004541
354 | 1070.898 | 2 | 1.8 | 0.0087463 | 0.076492 | 0.004541 | 0.0098211 | 0.085892 | 0.004541 | 0.011575 | 0.10123 | 0.004541 | 0.01471 | 0.12864 | 0.004541
356 | 1065.018 | 2 | 1.8 | 0.0087463 | 0.076492 | 0.004541 | 0.0098211 | 0.085892 | 0.004541 | 0.011575 | 0.10123 | 0.004541 | 0.01471 | 0.12864 | 0.004541
358 | 1059.58 | 2 | 1.8 | 0.0087463 | 0.076492 | 0.004541 | 0.0098211 | 0.085892 | 0.004541 | 0.011575 | 0.10123 | 0.004541 | 0.01471 | 0.12864 | 0.004541
360 | 1055.284 | 2 | 1.8 | 0.0087463 | 0.076492 | 0.004541 | 0.0098211 | 0.085892 | 0.004541 | 0.011575 | 0.10123 | 0.004541 | 0.01471 | 0.12864 | 0.004541
362 | 1050.886 | 2 | 1.8 | 0.0087463 | 0.076492 | 0.004541 | 0.0098211 | 0.085892 | 0.004541 | 0.011575 | 0.10123 | 0.004541 | 0.01471 | 0.12864 | 0.004541
364 | 1052.647 | 2 | 1.8 | 0.0087463 | 0.076492 | 0.004541 | 0.0098211 | 0.085892 | 0.004541 | 0.011575 | 0.10123 | 0.004541 | 0.01471 | 0.12864 | 0.004541
366 | 1051.117 | 2 | 1.8 | 0.0087463 | 0.076492 | 0.004541 | 0.0098211 | 0.085892 | 0.004541 | 0.011575 | 0.10123 | 0.004541 | 0.01471 | 0.12864 | 0.004541
368 | 1048.266 | 2 | 1.8 | 0.0087463 | 0.076492 | 0.004541 | 0.0098211 | 0.085892 | 0.004541 | 0.011575 | 0.10123 | 0.004541 | 0.01471 | 0.12864 | 0.004541
370 | 1040.172 | 2 | 1.8 | 0.0087463 | 0.076492 | 0.004541 | 0.0098211 | 0.085892 | 0.004541 | 0.011575 | 0.10123 | 0.004541 | 0.01471 | 0.12864 | 0.004541
372 | 1033.483 | 2 | 1.8 | 0.0087463 | 0.076492 | 0.004541 | 0.0098211 | 0.085892 | 0.004541 | 0.011575 | 0.10123 | 0.004541 | 0.01471 | 0.12864 | 0.004541
374 | 1030.95 | 2 | 1.8 | 0.0087463 | 0.076492 | 0.004541 | 0.0098211 | 0.085892 | 0.004541 | 0.011575 | 0.10123 | 0.004541 | 0.01471 | 0.12864 | 0.004541
376 | 1032.263 | 2 | 1.8 | 0.0087463 | 0.076492 | 0.004541 | 0.0098211 | 0.085892 | 0.004541 | 0.011575 | 0.10123 | 0.004541 | 0.01471 | 0.12864 | 0.004541
378 | 1031.391 | 2 | 1.8 | 0.0087463 | 0.076492 | 0.004541 | 0.0098211 | 0.085892 | 0.004541 | 0.011575 | 0.10123 | 0.004541 | 0.01471 | 0.12864 | 0.004541
380 | 1025.791 | 2 | 1.8 | 0.0087463 | 0.076492 | 0.004541 | 0.0098211 | 0.085892 | 0.004541 | 0.011575 | 0.10123 | 0.004541 | 0.01471 | 0.12864 | 0.004541
382 | 1020.911 | 2 | 1.8 | 0.0087463 | 0.076492 | 0.004541 | 0.0098211 | 0.085892 | 0.004541 | 0.011575 | 0.10123 | 0.004541 | 0.01471 | 0.12864 | 0.004541
384 | 1015.65 | 2 | 1.8 | 0.0087463 | 0.076492 | 0.004541 | 0.0098211 | 0.085892 | 0.004541 | 0.011575 | 0.10123 | 0.004541 | 0.01471 | 0.12864 | 0.004541
386 | 1012.139 | 2 | 1.8 | 0.0087463 | 0.076492 | 0.004541 | 0.0098211 | 0.085892 | 0.004541 | 0.011575 | 0.10123 | 0.004541 | 0.01471 | 0.12864 | 0.004541
388 | 1010.472 | 2 | 1.8 | 0.0087463 | 0.076492 | 0.004541 | 0.0098211 | 0.085892 | 0.004541 | 0.011575 | 0.10123 | 0.004541 | 0.01471 | 0.12864 | 0.004541
390 | 1005.401 | 2 | 1.8 | 0.0087463 | 0.076492 | 0.004541 | 0.0098211 | 0.085892 | 0.004541 | 0.011575 | 0.10123 | 0.004541 | 0.01471 | 0.12864 | 0.004541
392 | 996.666 | 2 | 1.8 | 0.0087463 | 0.076492 | 0.004541 | 0.0098211 | 0.085892 | 0.004541 | 0.011575 | 0.10123 | 0.004541 | 0.01471 | 0.12864 | 0.004541
394 | 991.35 | 2 | 1.8 | 0.0087463 | 0.076492 | 0.004541 | 0.0098211 | 0.085892 | 0.004541 | 0.011575 | 0.10123 | 0.004541 | 0.01471 | 0.12864 | 0.004541
396 | 990.486 | 2 | 1.8 | 0.0087463 | 0.076492 | 0.004541 | 0.0098211 | 0.085892 | 0.004541 | 0.011575 | 0.10123 | 0.004541 | 0.01471 | 0.12864 | 0.004541
398 | 992.761 | 2 | 1.8 | 0.0087463 | 0.076492 | 0.004541 | 0.0098211 | 0.085892 | 0.004541 | 0.011575 | 0.10123 | 0.004541 | 0.01471 | 0.12864 | 0.004541
400 | 999.077 | 2 | 1.8 | 0.0087463 | 0.076492 | 0.004541 | 0.0098211 | 0.085892 | 0.004541 | 0.011575 | 0.10123 | 0.004541 | 0.01471 | 0.12864 | 0.004541
402 | 1001.8 | 2 | 1.8 | 0.0087463 | 0.076492 | 0.004541 | 0.0098211 | 0.085892 | 0.004541 | 0.011575 | 0.10123 | 0.004541 | 0.01471 | 0.12864 | 0.004541
404 | 1002.224 | 2 | 1.8 | 0.0087463 | 0.076492 | 0.004541 | 0.0098211 | 0.085892 | 0.004541 | 0.011575 | 0.10123 | 0.004541 | 0.01471 | 0.12864 | 0.004541
406 | 1002.003 | 2 | 1.8 | 0.0087463 | 0.076492 | 0.004541 | 0.0098211 | 0.085892 | 0.004541 | 0.011575 | 0.10123 | 0.004541 | 0.01471 | 0.12864 | 0.004541
408 | 1003.596 | 2 | 1.8 | 0.0087463 | 0.076492 | 0.004541 | 0.0098211 | 0.085892 | 0.004541 | 0.011575 | 0.10123 | 0.004541 | 0.01471 | 0.12864 | 0.004541
410 | 994.111 | 2 | 1.8 | 0.0087463 | 0.076492 | 0.004541 | 0.0098211 | 0.085892 | 0.004541 | 0.011575 | 0.10123 | 0.004541 | 0.01471 | 0.12864 | 0.004541
412 | 983.925 | 2 | 1.8 | 0.0087463 | 0.076492 | 0.004541 | 0.0098211 | 0.085892 | 0.004541 | 0.011575 | 0.10123 | 0.004541 | 0.01471 | 0.12864 | 0.004541
414 | 972.347 | 2 | 1.8 | 0.0087463 | 0.076492 | 0.004541 | 0.0098211 | 0.085892 | 0.004541 | 0.011575 | 0.10123 | 0.004541 | 0.01471 | 0.12864 | 0.004541
416 | 963.901 | 2 | 1.8 | 0.0087463 | 0.076492 | 0.004541 | 0.0098211 | 0.085892 | 0.004541 | 0.011575 | 0.10123 | 0.004541 | 0.01471 | 0.12864 | 0.004541
418 | 963.258 | 2 | 1.8 | 0.0087463 | 0.076492 | 0.004541 | 0.0098211 | 0.085892 | 0.004541 | 0.011575 | 0.10123 | 0.004541 | 0.01471 | 0.12864 | 0.004541
420 | 965.836 | 2 | 1.8 | 0.0087463 | 0.076492 | 0.004541 | 0.0098211 | 0.085892 | 0.004541 | 0.011575 | 0.10123 | 0.004541 | 0.01471 | 0.12864 | 0.004541
422 | 966.309 | 2 | 1.8 | 0.0087463 | 0.076492 | 0.004541 | 0.0098211 | 0.085892 | 0.004541 | 0.011575 | 0.10123 | 0.004541 | 0.01471 | 0.12864 | 0.004541
424 | 972.884 | 2 | 1.8 | 0.0087463 | 0.076492 | 0.004541 | 0.0098211 | 0.085892 | 0.004541 | 0.011575 | 0.10123 | 0.004541 | 0.01471 | 0.12864 | 0.004541
426 | 983.972 | 2 | 1.8 | 0.0087463 | 0.076492 | 0.004541 | 0.0098211 | 0.085892 | 0.004541 | 0.011575 | 0.10123 | 0.004541 | 0.01471 | 0.12864 | 0.004541
428 | 994.096 | 2 | 1.8 | 0.0087463 | 0.076492 | 0.004541 | 0.0098211 | 0.085892 | 0.004541 | 0.011575 | 0.10123 | 0.004541 | 0.01471 | 0.12864 | 0.004541
430 | 991.695 | 2 | 1.8 | 0.0087463 | 0.076492 | 0.004541 | 0.0098211 | 0.085892 | 0.004541 | 0.011575 | 0.10123 | 0.004541 | 0.01471 | 0.12864 | 0.004541
432 | 984.933 | 2 | 1.8 | 0.0087463 | 0.076492 | 0.004541 | 0.0098211 | 0.085892 | 0.004541 | 0.011575 | 0.10123 | 0.004541 | 0.01471 | 0.12864 | 0.004541
434 | 978.185 | 2 | 1.8 | 0.0087463 | 0.076492 | 0.004541 | 0.0098211 | 0.085892 | 0.004541 | 0.011575 | 0.10123 | 0.004541 | 0.01471 | 0.12864 | 0.004541
436 | 972.686 | 2 | 1.8 | 0.0087463 | 0.076492 | 0.004541 | 0.0098211 | 0.085892 | 0.004541 | 0.011575 | 0.10123 | 0.004541 | 0.01471 | 0.12864 | 0.004541
438 | 966.824 | 2 | 1.8 | 0.0087463 | 0.076492 | 0.004541 | 0.0098211 | 0.085892 | 0.004541 | 0.011575 | 0.10123 | 0.004541 | 0.01471 | 0.12864 | 0.004541
440 | 960.902 | 2 | 1.8 | 0.0087463 | 0.076492 | 0.004541 | 0.0098211 | 0.085892 | 0.004541 | 0.011575 | 0.10123 | 0.004541 | 0.01471 | 0.12864 | 0.004541
442 | 952.924 | 2 | 1.8 | 0.0087463 | 0.076492 | 0.004541 | 0.0098211 | 0.085892 | 0.004541 | 0.011575 | 0.10123 | 0.004541 | 0.01471 | 0.12864 | 0.004541
444 | 945.683 | 2 | 1.8 | 0.0087463 | 0.076492 | 0.004541 | 0.0098211 | 0.085892 | 0.004541 | 0.011575 | 0.10123 | 0.004541 | 0.01471 | 0.12864 | 0.004541
446 | 941.042 | 2 | 1.8 | 0.0087463 | 0.076492 | 0.004541 | 0.0098211 | 0.085892 | 0.004541 | 0.011575 | 0.10123 | 0.004541 | 0.01471 | 0.12864 | 0.004541
448 | 937.104 | 2 | 1.8 | 0.0087463 | 0.076492 | 0.004541 | 0.0098211 | 0.085892 | 0.004541 | 0.011575 | 0.10123 | 0.004541 | 0.01471 | 0.12864 | 0.004541
450 | 939.943 | 2 | 1.8 | 0.0087463 | 0.076492 | 0.004541 | 0.0098211 | 0.085892 | 0.004541 | 0.011575 | 0.10123 | 0.004541 | 0.01471 | 0.12864 | 0.004541
452 | 944.776 | 2 | 1.8 | 0.0087463 | 0.076492 | 0.004541 | 0.0098211 | 0.085892 | 0.004541 | 0.011575 | 0.10123 | 0.004541 | 0.01471 | 0.12864 | 0.004541
454 | 947.762 | 2 | 1.8 | 0.0087463 | 0.076492 | 0.004541 | 0.0098211 | 0.085892 | 0.004541 | 0.011575 | 0.10123 | 0.004541 | 0.01471 | 0.12864 | 0.004541
456 | 952.649 | 2 | 1.8 | 0.0087463 | 0.076492 | 0.004541 | 0.0098211 | 0.085892 | 0.004541 | 0.011575 | 0.10123 | 0.004541 | 0.01471 | 0.12864 | 0.004541
458 | 954.554 | 2 | 1.8 | 0.0087463 | 0.076492 | 0.004541 | 0.0098211 | 0.085892 | 0.004541 | 0.011575 | 0.10123 | 0.004541 | 0.01471 | 0.12864 | 0.004541
460 | 952.37 | 2 | 1.8 | 0.0087463 | 0.076492 | 0.004541 | 0.0098211 | 0.085892 | 0.004541 | 0.011575 | 0.10123 | 0.004541 | 0.01471 | 0.12864 | 0.004541
462 | 947.552 | 2 | 1.8 | 0.0087463 | 0.076492 | 0.004541 | 0.0098211 | 0.085892 | 0.004541 | 0.011575 | 0.10123 | 0.004541 | 0.01471 | 0.12864 | 0.004541
464 | 941.898 | 2 | 1.8 | 0.0087463 | 0.076492 | 0.004541 | 0.0098211 | 0.085892 | 0.004541 | 0.011575 | 0.10123 | 0.004541 | 0.01471 | 0.12864 | 0.004541
466 | 940.521 | 2 | 1.8 | 0.0087463 | 0.076492 | 0.004541 | 0.0098211 | 0.085892 | 0.004541 | 0.011575 | 0.10123 | 0.004541 | 0.01471 | 0.12864 | 0.004541
468 | 939.702 | 2 | 1.8 | 0.0087463 | 0.076492 | 0.004541 | 0.0098211 | 0.085892 | 0.004541 | 0.011575 | 0.10123 | 0.004541 | 0.01471 | 0.12864 | 0.004541
470 | 937.147 | 2 | 1.8 | 0.0087463 | 0.076492 | 0.004541 | 0.0098211 | 0.085892 | 0.004541 | 0.011575 | 0.10123 | 0.004541 | 0.01471 | 0.12864 | 0.004541
472 | 933.872 | 2 | 1.8 | 0.0087463 | 0.076492 | 0.004541 | 0.0098211 | 0.085892 | 0.004541 | 0.011575 | 0.10123 | 0.004541 | 0.01471 | 0.12864 | 0.004541
474 | 933.184 | 2 | 1.8 | 0.0087463 | 0.076492 | 0.004541 | 0.0098211 | 0.085892 | 0.004541 | 0.011575 | 0.10123 | 0.004541 | 0.01471 | 0.12864 | 0.004541
476 | 939.292 | 2 | 1.8 | 0.0087463 | 0.076492 | 0.004541 | 0.0098211 | 0.085892 | 0.004541 | 0.011575 | 0.10123 | 0.004541 | 0.01471 | 0.12864 | 0.004541
478 | 944.619 | 2 | 1.8 | 0.0087463 | 0.076492 | 0.004541 | 0.0098211 | 0.085892 | 0.004541 | 0.011575 | 0.10123 | 0.004541 | 0.01471 | 0.12864 | 0.004541
480 | 954.023 | 2 | 1.8 | 0.0087463 | 0.076492 | 0.004541 | 0.0098211 | 0.085892 | 0.004541 | 0.011575 | 0.10123 | 0.004541 | 0.01471 | 0.12864 | 0.004541
482 | 968.263 | 2 | 1.8 | 0.0087463 | 0.076492 | 0.004541 | 0.0098211 | 0.085892 | 0.004541 | 0.011575 | 0.10123 | 0.004541 | 0.01471 | 0.12864 | 0.004541
484 | 970.384 | 2 | 1.8 | 0.0087463 | 0.076492 | 0.004541 | 0.0098211 | 0.085892 | 0.004541 | 0.011575 | 0.10123 | 0.004541 | 0.01471 | 0.12864 | 0.004541
486 | 964.636 | 2 | 1.8 | 0.0087463 | 0.076492 | 0.004541 | 0.0098211 | 0.085892 | 0.004541 | 0.011575 | 0.10123 | 0.004541 | 0.01471 | 0.12864 | 0.004541
488 | 956.631 | 2 | 1.8 | 0.0087463 | 0.076492 | 0.004541 | 0.0098211 | 0.085892 | 0.004541 | 0.011575 | 0.10123 | 0.004541 | 0.01471 | 0.12864 | 0.004541
490 | 947.426 | 2 | 1.8 | 0.0087463 | 0.076492 | 0.004541 | 0.0098211 | 0.085892 | 0.004541 | 0.011575 | 0.10123 | 0.004541 | 0.01471 | 0.12864 | 0.004541
492 | 941.72 | 2 | 1.8 | 0.0087463 | 0.076492 | 0.004541 | 0.0098211 | 0.085892 | 0.004541 | 0.011575 | 0.10123 | 0.004541 | 0.01471 | 0.12864 | 0.004541
494 | 935.985 | 2 | 1.8 | 0.0087463 | 0.076492 | 0.004541 | 0.0098211 | 0.085892 | 0.004541 | 0.011575 | 0.10123 | 0.004541 | 0.01471 | 0.12864 | 0.004541
496 | 930.475 | 2 | 1.8 | 0.0087463 | 0.076492 | 0.004541 | 0.0098211 | 0.085892 | 0.004541 | 0.011575 | 0.10123 | 0.004541 | 0.01471 | 0.12864 | 0.004541
498 | 927.611 | 2 | 1.8 | 0.0087463 | 0.076492 | 0.004541 | 0.0098211 | 0.085892 | 0.004541 | 0.011575 | 0.10123 | 0.004541 | 0.01471 | 0.12864 | 0.004541
500 | 931.256 | 2 | 1.8 | 0.0087463 | 0.076492 | 0.004541 | 0.0098211 | 0.085892 | 0.004541 | 0.011575 | 0.10123 | 0.004541 | 0.01471 | 0.12864 | 0.004541
502 | 920.044 | 2 | 1.8 | 0.0087463 | 0.076492 | 0.004541 | 0.0098211 | 0.085892 | 0.004541 | 0.011575 | 0.10123 | 0.004541 | 0.01471 | 0.12864 | 0.004541
504 | 911.78 | 2 | 1.8 | 0.0087463 | 0.076492 | 0.004541 | 0.0098211 | 0.085892 | 0.004541 | 0.011575 | 0.10123 | 0.004541 | 0.01471 | 0.12864 | 0.004541
506 | 907.989 | 2 | 1.8 | 0.0087463 | 0.076492 | 0.004541 | 0.0098211 | 0.085892 | 0.004541 | 0.011575 | 0.10123 | 0.004541 | 0.01471 | 0.12864 | 0.004541
508 | 907.289 | 2 | 1.5 | 0.0090113 | 0.1961 | 0.0094162 | 0.010137 | 0.2206 | 0.0094162 | 0.01198 | 0.2607 | 0.0094162 | 0.015294 | 0.33283 | 0.0094162
510 | 900.577 | 2 | 1.5 | 0.0090113 | 0.1961 | 0.0094162 | 0.010137 | 0.2206 | 0.0094162 | 0.01198 | 0.2607 | 0.0094162 | 0.015294 | 0.33283 | 0.0094162
512 | 902.112 | 2 | 1.5 | 0.0090113 | 0.1961 | 0.0094162 | 0.010137 | 0.2206 | 0.0094162 | 0.01198 | 0.2607 | 0.0094162 | 0.015294 | 0.33283 | 0.0094162
514 | 900.179 | 2 | 1.5 | 0.0090113 | 0.1961 | 0.0094162 | 0.010137 | 0.2206 | 0.0094162 | 0.01198 | 0.2607 | 0.0094162 | 0.015294 | 0.33283 | 0.0094162
516 | 903.811 | 2 | 1.5 | 0.0090113 | 0.1961 | 0.0094162 | 0.010137 | 0.2206 | 0.0094162 | 0.01198 | 0.2607 | 0.0094162 | 0.015294 | 0.33283 | 0.0094162
518 | 910.027 | 2 | 1.5 | 0.0090113 | 0.1961 | 0.0094162 | 0.010137 | 0.2206 | 0.0094162 | 0.01198 | 0.2607 | 0.0094162 | 0.015294 | 0.33283 | 0.0094162
520 | 911.131 | 2 | 1.5 | 0.0090113 | 0.1961 | 0.0094162 | 0.010137 | 0.2206 | 0.0094162 | 0.01198 | 0.2607 | 0.0094162 | 0.015294 | 0.33283 | 0.0094162

## Pumping Costs
Option 5A Pumping Costs
PS 1
New Pipe - Year 4 to 18 |  | Average Pipe - Year 19 to 33 |  | Old Pipe - Year 34 to 48 |  | Biofilmed Pipe - Year 49 to 63
Pumping Head (m) | 50 | Pumping Head (m) | 50 | Pumping Head (m) | 50 | Pumping Head (m) | 50
Gravitational Head (m) | -32.652 | Gravitational Head (m) | -32.652 | Gravitational Head (m) | -32.652 | Gravitational Head (m) | -32.652
Flow Rate (m3/s) | 5.3102 | Flow Rate (m3/s) | 5.0289 | Flow Rate (m3/s) | 4.6528 | Flow Rate (m3/s) | 4.1503
Pumping Hours per Day | 24 | Pumping Hours per Day | 24 | Pumping Hours per Day | 24 | Pumping Hours per Day | 24
Peak Design Flow (m3/s) | 4.083 | Peak Design Flow | 4.083 | Peak Design Flow | 4.083 | Peak Design Flow | 4.083
Required Pumping Hours | 18.5 | Required Pumping Hours | 19.5 | Required Pumping Hours | 21.1 | Required Pumping Hours | 23.6
Pumpstation Power (kW) | 2342 | Pumpstation Power (kW) | 2342 | Pumpstation Power (kW) | 2342 | Pumpstation Power (kW) | 2342
Pumping Days per Year | 347 | Pumping Days per Year | 347 | Pumping Days per Year | 347 | Pumping Days per Year | 347
Fixed Power Cost per Month | 28.699 | Fixed Power Cost per Month | 28.699 | Fixed Power Cost per Month | 28.699 | Fixed Power Cost per Month | 28.699
Fixed power Cost per Year | 344.388 | Fixed power Cost per Year | 344.388 | Fixed power Cost per Year | 344.388 | Fixed power Cost per Year | 344.388
Power Cost Per kWh | 0.45056 | Power Cost Per kWh | 0.45056 | Power Cost Per kWh | 0.45056 | Power Cost Per kWh | 0.45056
Energy Cost Per Year | 6774274.7406 | Energy Cost Per Year | 7140433.1381 | Energy Cost Per Year | 7726286.574 | Energy Cost Per Year | 8641682.5676
Option 5A Pumping Costs
PS 3
New Pipe - Year 4 to 18 |  | Average Pipe - Year 19 to 33 |  | Old Pipe - Year 34 to 48 |  | Biofilmed Pipe - Year 49 to 63
Pumping Head (m) | 160 | Pumping Head (m) | 160 | Pumping Head (m) | 160 | Pumping Head (m) | 160
Gravitational Head (m) | 188.186 | Gravitational Head (m) | 188.186 | Gravitational Head (m) | 188.186 | Gravitational Head (m) | 188.186
Flow Rate (m3/s) | 5.9056 | Flow Rate (m3/s) | 5.5905 | Flow Rate (m3/s) | 5.1697 | Flow Rate (m3/s) | 4.6074
Pumping Hours per Day | 24 | Pumping Hours per Day | 24 | Pumping Hours per Day | 24 | Pumping Hours per Day | 24
Peak Design Flow (m3/s) | 4.083 | Peak Design Flow | 4.083 | Peak Design Flow | 4.083 | Peak Design Flow | 4.083
Required Pumping Hours | 16.6 | Required Pumping Hours | 17.5 | Required Pumping Hours | 19 | Required Pumping Hours | 21.3
Pumpstation Power (kW) | 12177 | Pumpstation Power (kW) | 12177 | Pumpstation Power (kW) | 12177 | Pumpstation Power (kW) | 12177
Pumping Days per Year | 347 | Pumping Days per Year | 347 | Pumping Days per Year | 347 | Pumping Days per Year | 347
Fixed Power Cost per Month | 28.699 | Fixed Power Cost per Month | 28.699 | Fixed Power Cost per Month | 28.699 | Fixed Power Cost per Month | 28.699
Fixed power Cost per Year | 344.388 | Fixed power Cost per Year | 344.388 | Fixed power Cost per Year | 344.388 | Fixed power Cost per Year | 344.388
Power Cost Per kWh | 0.45056 | Power Cost Per kWh | 0.45056 | Power Cost Per kWh | 0.45056 | Power Cost Per kWh | 0.45056
Energy Cost Per Year | 31603503.813 | Energy Cost Per Year | 33316928.1192 | Energy Cost Per Year | 36172635.2962 | Energy Cost Per Year | 40551386.3008
Pipe Type | Energy Cost Per Year PS 1 | Energy Cost Per Year PS 2
New Pipe | 6774274.7406 | 31603503.813
Average Pipe | 7140433.1381 | 33316928.1192
Old Pipe | 7726286.574 | 36172635.2962
Biofilm Pipe | 8641682.5676 | 40551386.3008
Pipe Type | Energy Cost Per Year PS 1 (Pula) | Energy Cost Per Year PS 2 (Pula)
New Pipe | 6158431.5824 | 28730458.0118
Average Pipe | 6491302.8528 | 30288116.472
Old Pipe | 7023896.8854 | 32884213.9056
Biofilm Pipe | 7856075.0614 | 36864896.6371

## Life Cycle Costing (Pula)
Table 38: Option 5A Life Cycle Costing (Pula)
Year | Reference Year | Capital Cost | Electricity - Pumping Cost | Maintenance Cost | NPV at 6% Discount Rate | NPV at 8% Discount Rate | NPV at 10% Discount Rate
2010 | 0 | 1928511856.2239 |  |  | 1928511856.2239 | 1928511856.2239 | 1928511856.2239
2011 | 1 | 1928511856.2239 |  |  | 1928511856.2239 | 1928511856.2239 | 1928511856.2239
2012 | 2 | 1928511856.2239 |  |  | 1928511856.2239 | 1928511856.2239 | 1928511856.2239
2013 | 3 | 1928511856.2239 |  |  | 1928511856.2239 | 1928511856.2239 | 1928511856.2239
2014 | 4 | 0 | 34888889.5942 | 45412614.758 | 63606312.7459 | 59024002.9233 | 54847007.9586
2015 | 5 | 0 | 34888889.5942 | 45412614.758 | 60005955.4206 | 54651854.5586 | 49860916.326
2016 | 6 | 0 | 34888889.5942 | 45412614.758 | 56609391.9062 | 50603569.0358 | 45328105.7509
2017 | 7 | 0 | 34888889.5942 | 45412614.758 | 53405086.704 | 46855156.5146 | 41207368.8645
2018 | 8 | 0 | 34888889.5942 | 45412614.758 | 50382157.2679 | 43384404.1802 | 37461244.4222
2019 | 9 | 0 | 34888889.5942 | 45412614.758 | 47530337.0452 | 40170744.6113 | 34055676.7475
2020 | 10 | 0 | 34888889.5942 | 45412614.758 | 44839940.6087 | 37195133.8993 | 30959706.1341
2021 | 11 | 0 | 34888889.5942 | 45412614.758 | 42301830.7629 | 34439938.7957 | 28145187.3946
2022 | 12 | 0 | 34888889.5942 | 45412614.758 | 39907387.5122 | 31888832.2182 | 25586533.9951
2023 | 13 | 0 | 34888889.5942 | 45412614.758 | 37648478.7851 | 29526696.4984 | 23260485.4501
2024 | 14 | 0 | 34888889.5942 | 45412614.758 | 35517432.8161 | 27339533.7948 | 21145895.8637
2025 | 15 | 0 | 34888889.5942 | 45412614.758 | 33507012.0907 | 25314383.1433 | 19223541.6943
2026 | 16 | 0 | 34888889.5942 | 45412614.758 | 31610388.7648 | 23439243.6512 | 17475946.9948
2027 | 17 | 0 | 34888889.5942 | 45412614.758 | 29821121.4762 | 21703003.3808 | 15887224.5407
2028 | 18 | 0 | 34888889.5942 | 45412614.758 | 28133133.4681 | 20095373.5007 | 14442931.4007
2029 | 19 | 0 | 36779419.3248 | 45412614.758 | 27165536.6237 | 19044885.8614 | 13439054.3548
2030 | 20 | 0 | 36779419.3248 | 45412614.758 | 25627864.7394 | 17634153.5753 | 12217322.1407
2031 | 21 | 0 | 36779419.3248 | 45412614.758 | 24177230.8862 | 16327919.9772 | 11106656.4916
2032 | 22 | 0 | 36779419.3248 | 45412614.758 | 22808708.3832 | 15118444.4233 | 10096960.4469
2033 | 23 | 0 | 36779419.3248 | 45412614.758 | 21517649.4181 | 13998559.6512 | 9179054.9517
2034 | 24 | 0 | 36779419.3248 | 45412614.758 | 20299669.2624 | 12961629.3067 | 8344595.4107
2035 | 25 | 0 | 36779419.3248 | 45412614.758 | 19150631.3796 | 12001508.6173 | 7585995.8279
2036 | 26 | 0 | 36779419.3248 | 45412614.758 | 18066633.377 | 11112507.979 | 6896359.8435
2037 | 27 | 0 | 36779419.3248 | 45412614.758 | 17043993.7519 | 10289359.2398 | 6269418.0396
2038 | 28 | 0 | 36779419.3248 | 45412614.758 | 16079239.3886 | 9527184.4813 | 5699470.9451
2039 | 29 | 0 | 36779419.3248 | 45412614.758 | 15169093.7628 | 8821467.1123 | 5181337.2228
2040 | 30 | 0 | 36779419.3248 | 45412614.758 | 14310465.814 | 8168025.104 | 4710306.5662
2041 | 31 | 0 | 36779419.3248 | 45412614.758 | 13500439.4471 | 7562986.2074 | 4282096.8783
2042 | 32 | 0 | 36779419.3248 | 45412614.758 | 12736263.6294 | 7002765.0068 | 3892815.3439
2043 | 33 | 0 | 36779419.3248 | 45412614.758 | 12015343.0466 | 6484041.673 | 3538923.0399
2044 | 34 | 0 | 39908110.791 | 45412614.758 | 11766711.9206 | 6232278.5157 | 3339667.61
2045 | 35 | 0 | 39908110.791 | 45412614.758 | 11100671.6232 | 5770628.2553 | 3036061.4636
2046 | 36 | 0 | 39908110.791 | 45412614.758 | 10472331.72 | 5343174.3105 | 2760055.876
2047 | 37 | 0 | 39908110.791 | 45412614.758 | 9879558.2264 | 4947383.6208 | 2509141.7055
2048 | 38 | 0 | 39908110.791 | 45412614.758 | 9320337.9495 | 4580910.76 | 2281037.9141
2049 | 39 | 0 | 39908110.791 | 45412614.758 | 8792771.6504 | 4241584.037 | 2073670.831
2050 | 40 | 0 | 39908110.791 | 45412614.758 | 8295067.5948 | 3927392.6269 | 1885155.3009
2051 | 41 | 0 | 39908110.791 | 45412614.758 | 7825535.4667 | 3636474.6545 | 1713777.5463
2052 | 42 | 0 | 39908110.791 | 45412614.758 | 7382580.629 | 3367106.1616 | 1557979.5875
2053 | 43 | 0 | 39908110.791 | 45412614.758 | 6964698.7066 | 3117690.8904 | 1416345.0796
2054 | 44 | 0 | 39908110.791 | 45412614.758 | 6570470.4779 | 2886750.8244 | 1287586.436
2055 | 45 | 0 | 39908110.791 | 45412614.758 | 6198557.0547 | 2672917.43 | 1170533.1236
2056 | 46 | 0 | 39908110.791 | 45412614.758 | 5847695.3346 | 2474923.5463 | 1064121.0215
2057 | 47 | 0 | 39908110.791 | 45412614.758 | 5516693.7119 | 2291595.8762 | 967382.7468
2058 | 48 | 0 | 39908110.791 | 45412614.758 | 5204428.0301 | 2121848.0335 | 879438.8607
2059 | 49 | 0 | 44720971.6986 | 45412614.758 | 5186797.0386 | 2075499.5011 | 844588.3361
2060 | 50 | 0 | 44720971.6986 | 45412614.758 | 4893204.7534 | 1921758.7973 | 767807.5782
2061 | 51 | 0 | 44720971.6986 | 45412614.758 | 4616230.8994 | 1779406.2938 | 698006.8893
2062 | 52 | 0 | 44720971.6986 | 45412614.758 | 4354934.8108 | 1647598.4202 | 634551.7175
2063 | 53 | 0 | 44720971.6986 | 45412614.758 | 4108429.0668 | 1525554.0928 | 576865.1978
2064 | 54 | 0 | 44720971.6986 | 45412614.758 | 3875876.4781 | 1412550.0859 | 524422.9071
2065 | 55 | 0 | 44720971.6986 | 45412614.758 | 3656487.2435 | 1307916.7462 | 476748.0973
2066 | 56 | 0 | 44720971.6986 | 45412614.758 | 3449516.2674 | 1211034.0243 | 433407.3612
2067 | 57 | 0 | 44720971.6986 | 45412614.758 | 3254260.6297 | 1121327.8003 | 394006.692
2068 | 58 | 0 | 44720971.6986 | 45412614.758 | 3070057.1978 | 1038266.4817 | 358187.9018
2069 | 59 | 0 | 44720971.6986 | 45412614.758 | 2896280.3753 | 961357.8534 | 325625.3653
2070 | 60 | 0 | 44720971.6986 | 45412614.758 | 2732339.9767 | 890146.1606 | 296023.0594
2071 | 61 | 0 | 44720971.6986 | 45412614.758 | 2577679.2233 | 824209.408 | 269111.8721
2072 | 62 | 0 | 44720971.6986 | 45412614.758 | 2431772.8521 | 763156.8592 | 244647.1565
2073 | 63 | 0 | 44720971.6986 | 45412614.758 | 2294125.3322 | 706626.7215 | 222406.5059
[5 empty] | 8823078257.4217 | 8512533802.6074 | 8320383927.6779

## Life Cycle Costing
Table 38: Option 5A Life Cycle Costing
Year | Reference Year | Capital Cost | Electricity - Pumping Cost | Maintenance Cost | NPV at 6% Discount Rate | NPV at 8% Discount Rate | NPV at 10% Discount Rate
2010 | 0 | 2121363041.8463 |  |  | 2121363041.8463 | 2121363041.8463 | 2121363041.8463
2011 | 1 | 2121363041.8463 |  |  | 2121363041.8463 | 2121363041.8463 | 2121363041.8463
2012 | 2 | 2121363041.8463 |  |  | 2121363041.8463 | 2121363041.8463 | 2121363041.8463
2013 | 3 | 2121363041.8463 |  |  | 2121363041.8463 | 2121363041.8463 | 2121363041.8463
2014 | 4 | 0 | 38377778.5537 | 49953876.2338 | 69966944.0204 | 64926403.2157 | 60331708.7545
2015 | 5 | 0 | 38377778.5537 | 49953876.2338 | 66006550.9627 | 60117040.0145 | 54847007.9586
2016 | 6 | 0 | 38377778.5537 | 49953876.2338 | 62270331.0969 | 55663925.9394 | 49860916.326
2017 | 7 | 0 | 38377778.5537 | 49953876.2338 | 58745595.3744 | 51540672.1661 | 45328105.7509
2018 | 8 | 0 | 38377778.5537 | 49953876.2338 | 55420372.9947 | 47722844.5982 | 41207368.8645
2019 | 9 | 0 | 38377778.5537 | 49953876.2338 | 52283370.7497 | 44187819.0724 | 37461244.4222
2020 | 10 | 0 | 38377778.5537 | 49953876.2338 | 49323934.6696 | 40914647.2893 | 34055676.7475
2021 | 11 | 0 | 38377778.5537 | 49953876.2338 | 46532013.8392 | 37883932.6753 | 30959706.1341
2022 | 12 | 0 | 38377778.5537 | 49953876.2338 | 43898126.2634 | 35077715.4401 | 28145187.3946
2023 | 13 | 0 | 38377778.5537 | 49953876.2338 | 41413326.6636 | 32479366.1482 | 25586533.9951
2024 | 14 | 0 | 38377778.5537 | 49953876.2338 | 39069176.0977 | 30073487.1743 | 23260485.4501
2025 | 15 | 0 | 38377778.5537 | 49953876.2338 | 36857713.2997 | 27845821.4576 | 21145895.8637
2026 | 16 | 0 | 38377778.5537 | 49953876.2338 | 34771427.6413 | 25783168.0163 | 19223541.6943
2027 | 17 | 0 | 38377778.5537 | 49953876.2338 | 32803233.6238 | 23873303.7188 | 17475946.9948
2028 | 18 | 0 | 38377778.5537 | 49953876.2338 | 30946446.8149 | 22104910.8508 | 15887224.5407
2029 | 19 | 0 | 40457361.2573 | 49953876.2338 | 29882090.2861 | 20949374.4475 | 14782959.7903
2030 | 20 | 0 | 40457361.2573 | 49953876.2338 | 28190651.2133 | 19397568.9329 | 13439054.3548
2031 | 21 | 0 | 40457361.2573 | 49953876.2338 | 26594953.9748 | 17960711.9749 | 12217322.1407
2032 | 22 | 0 | 40457361.2573 | 49953876.2338 | 25089579.2215 | 16630288.8656 | 11106656.4916
2033 | 23 | 0 | 40457361.2573 | 49953876.2338 | 23669414.3599 | 15398415.6163 | 10096960.4469
2034 | 24 | 0 | 40457361.2573 | 49953876.2338 | 22329636.1886 | 14257792.2373 | 9179054.9517
2035 | 25 | 0 | 40457361.2573 | 49953876.2338 | 21065694.5176 | 13201659.479 | 8344595.4107
2036 | 26 | 0 | 40457361.2573 | 49953876.2338 | 19873296.7147 | 12223758.7769 | 7585995.8279
2037 | 27 | 0 | 40457361.2573 | 49953876.2338 | 18748393.1271 | 11318295.1638 | 6896359.8435
2038 | 28 | 0 | 40457361.2573 | 49953876.2338 | 17687163.3274 | 10479902.9294 | 6269418.0396
2039 | 29 | 0 | 40457361.2573 | 49953876.2338 | 16686003.1391 | 9703613.8235 | 5699470.9451
2040 | 30 | 0 | 40457361.2573 | 49953876.2338 | 15741512.3954 | 8984827.6144 | 5181337.2228
2041 | 31 | 0 | 40457361.2573 | 49953876.2338 | 14850483.3918 | 8319284.8281 | 4710306.5662
2042 | 32 | 0 | 40457361.2573 | 49953876.2338 | 14009889.9923 | 7703041.5075 | 4282096.8783
2043 | 33 | 0 | 40457361.2573 | 49953876.2338 | 13216877.3512 | 7132445.8403 | 3892815.3439
2044 | 34 | 0 | 43898921.8701 | 49953876.2338 | 12943383.1127 | 6855506.3673 | 3673634.371
2045 | 35 | 0 | 43898921.8701 | 49953876.2338 | 12210738.7855 | 6347691.0808 | 3339667.61
2046 | 36 | 0 | 43898921.8701 | 49953876.2338 | 11519564.892 | 5877491.7415 | 3036061.4636
2047 | 37 | 0 | 43898921.8701 | 49953876.2338 | 10867514.0491 | 5442121.9829 | 2760055.876
2048 | 38 | 0 | 43898921.8701 | 49953876.2338 | 10252371.7444 | 5039001.836 | 2509141.7055
2049 | 39 | 0 | 43898921.8701 | 49953876.2338 | 9672048.8155 | 4665742.4407 | 2281037.9141
2050 | 40 | 0 | 43898921.8701 | 49953876.2338 | 9124574.3542 | 4320131.8896 | 2073670.831
2051 | 41 | 0 | 43898921.8701 | 49953876.2338 | 8608089.0134 | 4000122.12 | 1885155.3009
2052 | 42 | 0 | 43898921.8701 | 49953876.2338 | 8120838.6919 | 3703816.7777 | 1713777.5463
2053 | 43 | 0 | 43898921.8701 | 49953876.2338 | 7661168.5773 | 3429459.9794 | 1557979.5875
2054 | 44 | 0 | 43898921.8701 | 49953876.2338 | 7227517.5257 | 3175425.9068 | 1416345.0796
2055 | 45 | 0 | 43898921.8701 | 49953876.2338 | 6818412.7601 | 2940209.173 | 1287586.436
2056 | 46 | 0 | 43898921.8701 | 49953876.2338 | 6432464.868 | 2722415.9009 | 1170533.1236
2057 | 47 | 0 | 43898921.8701 | 49953876.2338 | 6068363.0831 | 2520755.4638 | 1064121.0215
2058 | 48 | 0 | 43898921.8701 | 49953876.2338 | 5724870.8331 | 2334032.8369 | 967382.7468
2059 | 49 | 0 | 49193068.8684 | 49953876.2338 | 5705476.7424 | 2283049.4512 | 929047.1697
2060 | 50 | 0 | 49193068.8684 | 49953876.2338 | 5382525.2287 | 2113934.6771 | 844588.3361
2061 | 51 | 0 | 49193068.8684 | 49953876.2338 | 5077853.9894 | 1957346.9232 | 767807.5782
2062 | 52 | 0 | 49193068.8684 | 49953876.2338 | 4790428.2919 | 1812358.2622 | 698006.8893
2063 | 53 | 0 | 49193068.8684 | 49953876.2338 | 4519271.9734 | 1678109.5021 | 634551.7175
2064 | 54 | 0 | 49193068.8684 | 49953876.2338 | 4263464.1259 | 1553805.0945 | 576865.1978
2065 | 55 | 0 | 49193068.8684 | 49953876.2338 | 4022135.9678 | 1438708.4208 | 524422.9071
2066 | 56 | 0 | 49193068.8684 | 49953876.2338 | 3794467.8942 | 1332137.4267 | 476748.0973
2067 | 57 | 0 | 49193068.8684 | 49953876.2338 | 3579686.6926 | 1233460.5803 | 433407.3612
2068 | 58 | 0 | 49193068.8684 | 49953876.2338 | 3377062.9176 | 1142093.1299 | 394006.692
2069 | 59 | 0 | 49193068.8684 | 49953876.2338 | 3185908.4128 | 1057493.6388 | 358187.9018
2070 | 60 | 0 | 49193068.8684 | 49953876.2338 | 3005573.9743 | 979160.7767 | 325625.3653
2071 | 61 | 0 | 49193068.8684 | 49953876.2338 | 2835447.1456 | 906630.3488 | 296023.0594
2072 | 62 | 0 | 49193068.8684 | 49953876.2338 | 2674950.1374 | 839472.5451 | 269111.8721
2073 | 63 | 0 | 49193068.8684 | 49953876.2338 | 2523537.8654 | 777289.3937 | 244647.1565
[5 empty] | 9705386083.1638 | 9363787182.8681 | 9152422320.4457