## Cost Estimates
Air Valve, Scour Valve & Isolating Budget |  |  |  | Steel Pipe Prices |  | Pump Station Costs - DWA 2003 Escalated to 2010 |  | Electricity Costs | Pula | Rand | Reservoir Costing |  | Minor Loss - k | 150 | Pipe Trench Excavation & Back Fill
Pipe Diameter (mm) | Civil Rate/m | Mechanical Rate/m | Total R/m | Coating Cost Per m2 | 200 | PS Capacity kW | Cost R/kW | Fixed Charge Per Month | 26.09 | 28.699 | Reservoir (incl. earthowrks and lining) per m3 | 80 |  |  | Excavation Cost (R/m3) | 50
500 | 40 | 70 | 110 | Steel Pipe Cost Per kg | 17.5 | 100 | 30227.6622 | Energy Charge Per kWh | 0.4096 | 0.45056 |  |  | Friction Factors |  | Bedding and Cradle Fill (R/m3) | 165
600 | 40 | 80 | 120 | Steel Pipe Cost Per ton | 17500 | 200 | 25032.9622 | [5 empty] | Ks (mm) - New | 0.03 | Main Fill (R/m3) | 55
700 | 40 | 100 | 140 | Delivery Cost Per m | 85 | 300 | 22423.6676 | [5 empty] | Ks (mm) - Average | 0.06 | Spoil (R/m3) | 45
800 | 40 | 140 | 180 | Laying and Joining 20% of Pipe Price |  | 400 | 20740.1478 | [5 empty] | Ks (mm) - Old | 0.15
900 | 40 | 190 | 230 |  |  | 500 | 19523.2464 | [5 empty] | Ks (mm) - Biofilm | 0.5
1000 | 40 | 250 | 290 |  |  | 600 | 18582.6012
1100 | 40 | 360 | 400 |  |  | 700 | 17823.054
1200 | 50 | 460 | 510 |  |  | 800 | 17190.3824
1300 | 50 | 480 | 530 |  |  | 900 | 16651.2418
1400 | 50 | 500 | 550 |  |  | 1000 | 16183.5318
1500 | 50 | 530 | 580 |  |  | 2000 | 13420.2993
1600 | 60 | 560 | 620 |  |  | 3000 | 12030.295
1700 | 60 | 580 | 640 |  |  | 5000 | 10484.1624
1800 | 60 | 600 | 660 |  |  | 6000 | 9982.2899
1900 | 70 | 640 | 710 |  |  | 7000 | 9576.9667
2000 | 70 | 680 | 750 |  |  | 8000 | 9239.3348
2100 | 70 | 720 | 790 |  |  | 9000 | 8951.5188
2200 | 80 | 760 | 840 |  |  | 10000 | 8701.7305
2300 | 80 | 770 | 850 |  |  | 20000 | 7225.0136
2400 | 90 | 810 | 900 |  |  | 40000 | 6001.0824
2500 | 90 | 850 | 940 |  |  | 50000 | 5653.4377
[6 empty] | 60000 | 5384.5442
[6 empty] | 70000 | 5167.2937
[6 empty] | 80000 | 4986.2759
[6 empty] | 90000 | 4831.929
[6 empty] | 100000 | 4697.9511

## Pipeline Pricing
Option 1A Pipeline Pricing
Chainage (km) | Elevation (m) | Section Length (km) | Diameter (m) | Pipe Wall thickness (mm) | Steel Mass (kg) | Pipe Area (m2) | Coating Cost | Delivery Cost | Pipe Cost | Chamber Cost R/m | Chamber Cost R | Pumpstation Name | Pump Station Power | Reservoir Name | Volume m3
2 | 1069.018 | 0 | 2.2 | 13.75 | 0 | 0 | 0 | 0 | 0 | 840 | 0 | PS1 | 9367
4 | 1067.321 | 2 | 2.2 | 13.75 | 1482695.7604 | 13823.0077 | 2764601.5352 | 170000 | 25947175.8077 | 840 | 1680000
6 | 1064.035 | 2 | 2.2 | 13.75 | 1482695.7604 | 13823.0077 | 2764601.5352 | 170000 | 25947175.8077 | 840 | 1680000
8 | 1063.832 | 2 | 2.2 | 15.6612 | 1687311.5978 | 13823.0077 | 2764601.5352 | 170000 | 29527952.9615 | 840 | 1680000
10 | 1067.893 | 2 | 2.2 | 15.3237 | 1651205.0538 | 13823.0077 | 2764601.5352 | 170000 | 28896088.4416 | 840 | 1680000
12 | 1075.133 | 2 | 2.2 | 14.7531 | 1590132.5144 | 13823.0077 | 2764601.5352 | 170000 | 27827319.0023 | 840 | 1680000
14 | 1082.768 | 2 | 2.2 | 14.1535 | 1525925.148 | 13823.0077 | 2764601.5352 | 170000 | 26703690.0901 | 840 | 1680000
16 | 1089.726 | 2 | 2.2 | 13.75 | 1482695.7604 | 13823.0077 | 2764601.5352 | 170000 | 25947175.8077 | 840 | 1680000
18 | 1094.131 | 2 | 2.2 | 13.75 | 1482695.7604 | 13823.0077 | 2764601.5352 | 170000 | 25947175.8077 | 840 | 1680000
20 | 1097.897 | 2 | 2.2 | 13.75 | 1482695.7604 | 13823.0077 | 2764601.5352 | 170000 | 25947175.8077 | 840 | 1680000
22 | 1101.67 | 2 | 2.2 | 13.75 | 1482695.7604 | 13823.0077 | 2764601.5352 | 170000 | 25947175.8077 | 840 | 1680000
24 | 1095.952 | 2 | 2.2 | 13.75 | 1482695.7604 | 13823.0077 | 2764601.5352 | 170000 | 25947175.8077 | 840 | 1680000
26 | 1090.107 | 2 | 2.2 | 13.75 | 1482695.7604 | 13823.0077 | 2764601.5352 | 170000 | 25947175.8077 | 840 | 1680000
28 | 1085.781 | 2 | 2.2 | 13.75 | 1482695.7604 | 13823.0077 | 2764601.5352 | 170000 | 25947175.8077 | 840 | 1680000
30 | 1081.89 | 2 | 2.2 | 13.9003 | 1498804.8635 | 13823.0077 | 2764601.5352 | 170000 | 26229085.1113 | 840 | 1680000
32 | 1077.937 | 2 | 2.2 | 14.1505 | 1525607.3343 | 13823.0077 | 2764601.5352 | 170000 | 26698128.3504 | 840 | 1680000
34 | 1074.89 | 2 | 2.2 | 14.3343 | 1545288.3505 | 13823.0077 | 2764601.5352 | 170000 | 27042546.1342 | 840 | 1680000
36 | 1071.114 | 2 | 2.2 | 14.5715 | 1570690.3096 | 13823.0077 | 2764601.5352 | 170000 | 27487080.4179 | 840 | 1680000
38 | 1065.311 | 2 | 2.2 | 14.9574 | 1611998.2223 | 13823.0077 | 2764601.5352 | 170000 | 28209968.891 | 840 | 1680000
40 | 1059.051 | 2 | 2.2 | 15.3767 | 1656877.2207 | 13823.0077 | 2764601.5352 | 170000 | 28995351.3624 | 840 | 1680000
42 | 1054.28 | 2 | 2.2 | 15.6869 | 1690059.7941 | 13823.0077 | 2764601.5352 | 170000 | 29576046.3967 | 840 | 1680000
44 | 1053.871 | 2 | 2.2 | 15.6772 | 1689022.2423 | 13823.0077 | 2764601.5352 | 170000 | 29557889.2408 | 840 | 1680000
46 | 1050.42 | 2 | 2.2 | 15.8906 | 1711843.995 | 13823.0077 | 2764601.5352 | 170000 | 29957269.9126 | 840 | 1680000
48 | 1052.704 | 2 | 2.2 | 15.6834 | 1689684.6959 | 13823.0077 | 2764601.5352 | 170000 | 29569482.1778 | 840 | 1680000
50 | 1056.355 | 2 | 2.2 | 15.376 | 1656795.883 | 13823.0077 | 2764601.5352 | 170000 | 28993927.9518 | 840 | 1680000
52 | 1058.466 | 2 | 2.2 | 15.1815 | 1635983.7124 | 13823.0077 | 2764601.5352 | 170000 | 28629714.9667 | 840 | 1680000
54 | 1055.99 | 2 | 2.2 | 15.3234 | 1651165.722 | 13823.0077 | 2764601.5352 | 170000 | 28895400.1351 | 840 | 1680000
56 | 1055.66 | 2 | 2.2 | 15.3079 | 1649507.9342 | 13823.0077 | 2764601.5352 | 170000 | 28866388.8478 | 840 | 1680000
58 | 1056.404 | 2 | 2.2 | 15.2136 | 1639422.333 | 13823.0077 | 2764601.5352 | 170000 | 28689890.8267 | 840 | 1680000
60 | 1056.841 | 2 | 2.2 | 15.1419 | 1631745.1881 | 13823.0077 | 2764601.5352 | 170000 | 28555540.7919 | 840 | 1680000
62 | 1056.377 | 2 | 2.2 | 15.1362 | 1631138.7528 | 13823.0077 | 2764601.5352 | 170000 | 28544928.1738 | 840 | 1680000
64 | 1052.503 | 2 | 2.2 | 15.3806 | 1657290.8753 | 13823.0077 | 2764601.5352 | 170000 | 29002590.3169 | 840 | 1680000
66 | 1046.022 | 2 | 2.2 | 15.8162 | 1703885.687 | 13823.0077 | 2764601.5352 | 170000 | 29817999.5218 | 840 | 1680000
68 | 1036.575 | 2 | 2.2 | 16.4693 | 1773712.5297 | 13823.0077 | 2764601.5352 | 170000 | 31039969.2701 | 840 | 1680000
70 | 1031.818 | 2 | 2.2 | 16.7784 | 1806751.9689 | 13823.0077 | 2764601.5352 | 170000 | 31618159.4551 | 840 | 1680000
72 | 1027.675 | 2 | 2.2 | 17.0426 | 1834971.9067 | 13823.0077 | 2764601.5352 | 170000 | 32112008.3669 | 840 | 1680000
74 | 1023.844 | 2 | 2.2 | 17.2838 | 1860741.2756 | 13823.0077 | 2764601.5352 | 170000 | 32562972.3232 | 840 | 1680000
76 | 1020.888 | 2 | 2.2 | 17.4609 | 1879652.8659 | 13823.0077 | 2764601.5352 | 170000 | 32893925.1532 | 840 | 1680000
78 | 1023.648 | 2 | 2.2 | 17.2188 | 1853797.268 | 13823.0077 | 2764601.5352 | 170000 | 32441452.1897 | 840 | 1680000
80 | 1027.566 | 2 | 2.2 | 16.8918 | 1818863.0259 | 13823.0077 | 2764601.5352 | 170000 | 31830102.9526 | 840 | 1680000
82 | 1032.371 | 2 | 2.2 | 16.4997 | 1776966.0619 | 13823.0077 | 2764601.5352 | 170000 | 31096906.0833 | 840 | 1680000
84 | 1034.983 | 2 | 2.2 | 16.2685 | 1752247.7998 | 13823.0077 | 2764601.5352 | 170000 | 30664336.497 | 840 | 1680000
86 | 1033.213 | 2 | 2.2 | 16.3586 | 1761880.3193 | 13823.0077 | 2764601.5352 | 170000 | 30832905.5878 | 840 | 1680000
88 | 1031.188 | 2 | 2.2 | 16.4674 | 1773510.8264 | 13823.0077 | 2764601.5352 | 170000 | 31036439.4628 | 840 | 1680000
90 | 1029.08 | 2 | 2.2 | 16.5823 | 1785790.6791 | 13823.0077 | 2764601.5352 | 170000 | 31251336.8834 | 840 | 1680000
92 | 1026.322 | 2 | 2.2 | 16.7448 | 1803162.9443 | 13823.0077 | 2764601.5352 | 170000 | 31555351.5252 | 840 | 1680000
94 | 1023.207 | 2 | 2.2 | 16.9336 | 1823329.7125 | 13823.0077 | 2764601.5352 | 170000 | 31908269.9683 | 840 | 1680000
96 | 1021.503 | 2 | 2.2 | 17.0188 | 1832439.2554 | 13823.0077 | 2764601.5352 | 170000 | 32067686.9701 | 840 | 1680000
98 | 1019.765 | 2 | 2.2 | 17.1066 | 1841814.4271 | 13823.0077 | 2764601.5352 | 170000 | 32231752.4748 | 840 | 1680000
100 | 1018.493 | 2 | 2.2 | 17.1602 | 1847538.5755 | 13823.0077 | 2764601.5352 | 170000 | 32331925.0714 | 840 | 1680000
102 | 1016.444 | 2 | 2.2 | 17.2708 | 1859348.459 | 13823.0077 | 2764601.5352 | 170000 | 32538598.0325 | 840 | 1680000
104 | 1013.288 | 2 | 2.2 | 17.4625 | 1879826.5117 | 13823.0077 | 2764601.5352 | 170000 | 32896963.9555 | 840 | 1680000
106 | 1007.843 | 2 | 2.2 | 17.8221 | 1918221.8071 | 13823.0077 | 2764601.5352 | 170000 | 33568881.6238 | 840 | 1680000
108 | 1001.282 | 2 | 2.2 | 18.2636 | 1965337.7393 | 13823.0077 | 2764601.5352 | 170000 | 34393410.4385 | 840 | 1680000
110 | 996.609 | 2 | 2.2 | 18.5666 | 1997665.3173 | 13823.0077 | 2764601.5352 | 170000 | 34959143.0523 | 840 | 1680000
112 | 992.999 | 2 | 2.2 | 18.7916 | 2021669.8783 | 13823.0077 | 2764601.5352 | 170000 | 35379222.8696 | 840 | 1680000
114 | 993.639 | 2 | 2.2 | 18.705 | 2012430.1724 | 13823.0077 | 2764601.5352 | 170000 | 35217528.0167 | 840 | 1680000
116 | 994.611 | 2 | 2.2 | 18.594 | 2000592.541 | 13823.0077 | 2764601.5352 | 170000 | 35010369.4682 | 840 | 1680000
118 | 995.751 | 2 | 2.2 | 18.4707 | 1987439.2994 | 13823.0077 | 2764601.5352 | 170000 | 34780187.7398 | 840 | 1680000
120 | 996.479 | 2 | 2.2 | 18.3776 | 1977508.2974 | 13823.0077 | 2764601.5352 | 170000 | 34606395.2046 | 840 | 1680000
122 | 996.147 | 2 | 2.2 | 18.3623 | 1975870.8268 | 13823.0077 | 2764601.5352 | 170000 | 34577739.4688 | 840 | 1680000
124 | 992.094 | 2 | 2.2 | 18.6198 | 2003345.4522 | 13823.0077 | 2764601.5352 | 170000 | 35058545.4143 | 840 | 1680000
126 | 985.623 | 2 | 2.2 | 19.0546 | 2049722.8856 | 13823.0077 | 2764601.5352 | 170000 | 35870150.4983 | 840 | 1680000
128 | 977.759 | 2 | 2.2 | 19.5916 | 2106969.4757 | 13823.0077 | 2764601.5352 | 170000 | 36871965.8253 | 840 | 1680000
130 | 969.772 | 2 | 2.2 | 20.1377 | 2165148.4709 | 13823.0077 | 2764601.5352 | 170000 | 37890098.2406 | 840 | 1680000
132 | 981.785 | 2 | 2.2 | 19.217 | 2067035.5939 | 13823.0077 | 2764601.5352 | 170000 | 36173122.8926 | 840 | 1680000
134 | 991.458 | 2 | 2.2 | 18.468 | 1987148.3591 | 13823.0077 | 2764601.5352 | 170000 | 34775096.2843 | 840 | 1680000
136 | 987.77 | 2 | 2.2 | 18.6987 | 2011765.24 | 13823.0077 | 2764601.5352 | 170000 | 35205891.6993 | 840 | 1680000
138 | 982.725 | 2 | 2.2 | 19.029 | 2046988.8089 | 13823.0077 | 2764601.5352 | 170000 | 35822304.1554 | 840 | 1680000
140 | 977.559 | 2 | 2.2 | 19.3682 | 2083147.5188 | 13823.0077 | 2764601.5352 | 170000 | 36455081.5797 | 840 | 1680000
142 | 975.289 | 2 | 2.2 | 19.4949 | 2096660.7615 | 13823.0077 | 2764601.5352 | 170000 | 36691563.3259 | 840 | 1680000
144 | 973.968 | 2 | 2.2 | 19.5521 | 2102755.2698 | 13823.0077 | 2764601.5352 | 170000 | 36798217.2211 | 840 | 1680000
146 | 962.473 | 2 | 2.2 | 20.3554 | 2188337.8163 | 13823.0077 | 2764601.5352 | 170000 | 38295911.7859 | 840 | 1680000
148 | 951.285 | 2 | 2.2 | 21.1361 | 2271460.7414 | 13823.0077 | 2764601.5352 | 170000 | 39750562.9748 | 840 | 1680000
150 | 948.174 | 2 | 2.2 | 21.3246 | 2291514.5377 | 13823.0077 | 2764601.5352 | 170000 | 40101504.4101 | 840 | 1680000
152 | 944.641 | 2 | 2.2 | 21.544 | 2314857.1511 | 13823.0077 | 2764601.5352 | 170000 | 40510000.1445 | 840 | 1680000
154 | 941.566 | 2 | 2.2 | 21.7298 | 2334622.5572 | 13823.0077 | 2764601.5352 | 170000 | 40855894.7509 | 840 | 1680000
156 | 940.942 | 2 | 2.2 | 21.7359 | 2335267.8444 | 13823.0077 | 2764601.5352 | 170000 | 40867187.2765 | 840 | 1680000
158 | 939.726 | 2 | 2.2 | 21.7853 | 2340530.7314 | 13823.0077 | 2764601.5352 | 170000 | 40959287.7989 | 840 | 1680000
160 | 936.738 | 2 | 2.2 | 21.9648 | 2359613.2418 | 13823.0077 | 2764601.5352 | 170000 | 41293231.7306 | 840 | 1680000
162 | 933.65 | 2 | 2.2 | 22.1515 | 2379472.299 | 13823.0077 | 2764601.5352 | 170000 | 41640765.2319 | 840 | 1680000
164 | 932.745 | 2 | 2.2 | 22.1782 | 2382308.3136 | 13823.0077 | 2764601.5352 | 170000 | 41690395.4884 | 840 | 1680000
166 | 931.696 | 2 | 2.2 | 22.2154 | 2386266.9938 | 13823.0077 | 2764601.5352 | 170000 | 41759672.3913 | 840 | 1680000
168 | 930.999 | 2 | 2.2 | 22.2268 | 2387481.1476 | 13823.0077 | 2764601.5352 | 170000 | 41780920.0823 | 840 | 1680000
170 | 930.885 | 2 | 2.2 | 22.1955 | 2384149.7967 | 13823.0077 | 2764601.5352 | 170000 | 41722621.4419 | 840 | 1680000
172 | 930.378 | 2 | 2.2 | 22.193 | 2383882.5715 | 13823.0077 | 2764601.5352 | 170000 | 41717945.0015 | 840 | 1680000
174 | 931.324 | 2 | 2.2 | 22.0839 | 2372285.864 | 13823.0077 | 2764601.5352 | 170000 | 41515002.6204 | 840 | 1680000
176 | 933.53 | 2 | 2.2 | 21.8825 | 2350861.4801 | 13823.0077 | 2764601.5352 | 170000 | 41140075.9014 | 840 | 1680000
178 | 932.714 | 2 | 2.2 | 21.9026 | 2353004.0937 | 13823.0077 | 2764601.5352 | 170000 | 41177571.6404 | 840 | 1680000
180 | 928.311 | 2 | 2.2 | 22.1858 | 2383117.7461 | 13823.0077 | 2764601.5352 | 170000 | 41704560.5572 | 840 | 1680000
182 | 924.179 | 2 | 2.2 | 22.4491 | 2411111.049 | 13823.0077 | 2764601.5352 | 170000 | 42194443.358 | 840 | 1680000
184 | 928.398 | 2 | 2.2 | 22.1 | 2373998.4849 | 13823.0077 | 2764601.5352 | 170000 | 41544973.4857 | 840 | 1680000
186 | 930.866 | 2 | 2.2 | 21.8794 | 2350531.0571 | 13823.0077 | 2764601.5352 | 170000 | 41134293.499 | 840 | 1680000
188 | 928.411 | 2 | 2.2 | 22.0197 | 2365455.5628 | 13823.0077 | 2764601.5352 | 170000 | 41395472.3498 | 840 | 1680000
190 | 927.849 | 2 | 2.2 | 22.0212 | 2365617.1927 | 13823.0077 | 2764601.5352 | 170000 | 41398300.8725 | 840 | 1680000
192 | 926.71 | 2 | 2.2 | 22.065 | 2370278.2559 | 13823.0077 | 2764601.5352 | 170000 | 41479869.4776 | 840 | 1680000
194 | 926.201 | 2 | 2.2 | 22.0627 | 2370026.594 | 13823.0077 | 2764601.5352 | 170000 | 41475465.3956 | 840 | 1680000
196 | 924.509 | 2 | 2.2 | 22.1471 | 2378999.4283 | 13823.0077 | 2764601.5352 | 170000 | 41632489.9946 | 840 | 1680000
198 | 923.417 | 2 | 2.2 | 22.1875 | 2383293.4916 | 13823.0077 | 2764601.5352 | 170000 | 41707636.1036 | 840 | 1680000
200 | 923.011 | 2 | 2.2 | 22.1775 | 2382238.769 | 13823.0077 | 2764601.5352 | 170000 | 41689178.4576 | 840 | 1680000
202 | 921.969 | 2 | 2.2 | 22.2143 | 2386142.8744 | 13823.0077 | 2764601.5352 | 170000 | 41757500.3015 | 840 | 1680000
204 | 920.661 | 2 | 2.2 | 22.2705 | 2392120.6917 | 13823.0077 | 2764601.5352 | 170000 | 41862112.1049 | 840 | 1680000
206 | 920.243 | 2 | 2.2 | 22.2614 | 2391159.6072 | 13823.0077 | 2764601.5352 | 170000 | 41845293.1264 | 840 | 1680000
208 | 919.297 | 2 | 2.2 | 22.2911 | 2394314.9769 | 13823.0077 | 2764601.5352 | 170000 | 41900512.0952 | 840 | 1680000
210 | 917.533 | 2 | 2.2 | 22.3808 | 2403847.1898 | 13823.0077 | 2764601.5352 | 170000 | 42067325.8218 | 840 | 1680000
212 | 917.684 | 2 | 2.2 | 22.33 | 2398450.4177 | 13823.0077 | 2764601.5352 | 170000 | 41972882.309 | 840 | 1680000
214 | 915.724 | 2 | 2.2 | 22.4341 | 2409510.1473 | 13823.0077 | 2764601.5352 | 170000 | 42166427.5771 | 840 | 1680000
216 | 915.73 | 2 | 2.2 | 22.3939 | 2405243.9872 | 13823.0077 | 2764601.5352 | 170000 | 42091769.7753 | 840 | 1680000
218 | 915.584 | 2 | 2.2 | 22.3649 | 2402162.614 | 13823.0077 | 2764601.5352 | 170000 | 42037845.7449 | 840 | 1680000
220 | 915.444 | 2 | 2.2 | 22.3355 | 2399034.3827 | 13823.0077 | 2764601.5352 | 170000 | 41983101.6978 | 840 | 1680000
222 | 913.52 | 2 | 2.2 | 22.4369 | 2409813.4314 | 13823.0077 | 2764601.5352 | 170000 | 42171735.0501 | 840 | 1680000
224 | 912.524 | 2 | 2.2 | 22.4703 | 2413358.0327 | 13823.0077 | 2764601.5352 | 170000 | 42233765.5721 | 840 | 1680000
226 | 912.565 | 2 | 2.2 | 22.4276 | 2408819.1841 | 13823.0077 | 2764601.5352 | 170000 | 42154335.7223 | 840 | 1680000
228 | 913.484 | 2 | 2.2 | 22.3205 | 2397435.4919 | 13823.0077 | 2764601.5352 | 170000 | 41955121.1086 | 840 | 1680000
230 | 913.545 | 2 | 2.2 | 22.2763 | 2392740.0866 | 13823.0077 | 2764601.5352 | 170000 | 41872951.5154 | 840 | 1680000
232 | 914.546 | 2 | 2.2 | 22.1632 | 2380715.4349 | 13823.0077 | 2764601.5352 | 170000 | 41662520.1112 | 840 | 1680000
234 | 918.285 | 2 | 2.2 | 21.8493 | 2347336.7914 | 13823.0077 | 2764601.5352 | 170000 | 41078393.8491 | 840 | 1680000
236 | 919.357 | 2 | 2.2 | 21.731 | 2334753.5601 | 13823.0077 | 2764601.5352 | 170000 | 40858187.3009 | 840 | 1680000
238 | 918.649 | 2 | 2.2 | 21.7432 | 2336054.0612 | 13823.0077 | 2764601.5352 | 170000 | 40880946.0717 | 840 | 1680000
240 | 922.974 | 2 | 2.2 | 21.3864 | 2298090.1025 | 13823.0077 | 2764601.5352 | 170000 | 40216576.7933 | 840 | 1680000
242 | 927.375 | 2 | 2.2 | 21.0239 | 2259520.3757 | 13823.0077 | 2764601.5352 | 170000 | 39541606.5739 | 840 | 1680000
244 | 929.253 | 2 | 2.2 | 20.8465 | 2240635.5322 | 13823.0077 | 2764601.5352 | 170000 | 39211121.8141 | 840 | 1680000
246 | 930.863 | 2 | 2.2 | 20.6888 | 2223840.0883 | 13823.0077 | 2764601.5352 | 170000 | 38917201.5457 | 840 | 1680000
248 | 931.924 | 2 | 2.2 | 20.5713 | 2211329.2078 | 13823.0077 | 2764601.5352 | 170000 | 38698261.1371 | 840 | 1680000
250 | 936.722 | 2 | 2.2 | 20.1797 | 2169629.2295 | 13823.0077 | 2764601.5352 | 170000 | 37968511.5163 | 840 | 1680000
252 | 941.777 | 2 | 2.2 | 19.7693 | 2125905.8362 | 13823.0077 | 2764601.5352 | 170000 | 37203352.1338 | 840 | 1680000
254 | 948.143 | 2 | 2.2 | 19.2628 | 2071916.7596 | 13823.0077 | 2764601.5352 | 170000 | 36258543.293 | 840 | 1680000
256 | 955.417 | 2 | 2.2 | 18.6897 | 2010799.995 | 13823.0077 | 2764601.5352 | 170000 | 35188999.912 | 840 | 1680000
258 | 962.7 | 2 | 2.2 | 18.1159 | 1949580.3909 | 13823.0077 | 2764601.5352 | 170000 | 34117656.8408 | 840 | 1680000
260 | 969.281 | 2 | 2.2 | 17.5936 | 1893825.2217 | 13823.0077 | 2764601.5352 | 170000 | 33141941.379 | 840 | 1680000
262 | 980.284 | 2 | 2.2 | 16.747 | 1803396.2273 | 13823.0077 | 2764601.5352 | 170000 | 31559433.9775 | 840 | 1680000
264 | 986.551 | 2 | 2.2 | 16.2477 | 1750032.2867 | 13823.0077 | 2764601.5352 | 170000 | 30625565.0174 | 840 | 1680000
266 | 989.198 | 2 | 2.2 | 16.0139 | 1725033.8215 | 13823.0077 | 2764601.5352 | 170000 | 30188091.8756 | 840 | 1680000
268 | 994.39 | 2 | 2.2 | 15.5935 | 1680067.071 | 13823.0077 | 2764601.5352 | 170000 | 29401173.7431 | 840 | 1680000
270 | 999.917 | 2 | 2.2 | 15.1485 | 1632453.8797 | 13823.0077 | 2764601.5352 | 170000 | 28567942.894 | 840 | 1680000
272 | 1004.623 | 2 | 2.2 | 14.7637 | 1591266.7105 | 13823.0077 | 2764601.5352 | 170000 | 27847167.4335 | 840 | 1680000
274 | 1008.819 | 2 | 2.2 | 14.4163 | 1554070.1136 | 13823.0077 | 2764601.5352 | 170000 | 27196226.9881 | 840 | 1680000
276 | 1007.834 | 2 | 2.2 | 14.4488 | 1557554.7167 | 13823.0077 | 2764601.5352 | 170000 | 27257207.542 | 840 | 1680000
278 | 1005.626 | 2 | 2.2 | 14.5711 | 1570642.6534 | 13823.0077 | 2764601.5352 | 170000 | 27486246.435 | 840 | 1680000
280 | 1001.623 | 2 | 2.2 | 14.8249 | 1597821.0813 | 13823.0077 | 2764601.5352 | 170000 | 27961868.923 | 840 | 1680000
282 | 1004.052 | 2 | 2.2 | 14.6071 | 1574501.4997 | 13823.0077 | 2764601.5352 | 170000 | 27553776.2448 | 840 | 1680000
284 | 1010.797 | 2 | 2.2 | 14.0728 | 1517277.2291 | 13823.0077 | 2764601.5352 | 170000 | 26552351.5086 | 840 | 1680000
286 | 1014.67 | 2 | 2.2 | 13.75 | 1482695.7604 | 13823.0077 | 2764601.5352 | 170000 | 25947175.8077 | 840 | 1680000
288 | 1017.319 | 2 | 2.2 | 13.75 | 1482695.7604 | 13823.0077 | 2764601.5352 | 170000 | 25947175.8077 | 840 | 1680000
290 | 1027.459 | 2 | 2.2 | 13.75 | 1482695.7604 | 13823.0077 | 2764601.5352 | 170000 | 25947175.8077 | 840 | 1680000
292 | 1031.99 | 2 | 2.2 | 13.75 | 1482695.7604 | 13823.0077 | 2764601.5352 | 170000 | 25947175.8077 | 840 | 1680000
294 | 1036.254 | 2 | 2.2 | 13.75 | 1482695.7604 | 13823.0077 | 2764601.5352 | 170000 | 25947175.8077 | 840 | 1680000
296 | 1040.127 | 2 | 2.2 | 13.75 | 1482695.7604 | 13823.0077 | 2764601.5352 | 170000 | 25947175.8077 | 840 | 1680000
298 | 1044.396 | 2 | 2.2 | 13.75 | 1482695.7604 | 13823.0077 | 2764601.5352 | 170000 | 25947175.8077 | 840 | 1680000
300 | 1051.339 | 2 | 2.2 | 13.75 | 1482695.7604 | 13823.0077 | 2764601.5352 | 170000 | 25947175.8077 | 840 | 1680000
302 | 1060.955 | 2 | 2.2 | 13.75 | 1482695.7604 | 13823.0077 | 2764601.5352 | 170000 | 25947175.8077 | 840 | 1680000
304 | 1070.227 | 2 | 2.2 | 13.75 | 1482695.7604 | 13823.0077 | 2764601.5352 | 170000 | 25947175.8077 | 840 | 1680000
306 | 1072.691 | 2 | 2.2 | 13.75 | 1482695.7604 | 13823.0077 | 2764601.5352 | 170000 | 25947175.8077 | 840 | 1680000
308 | 1076.503 | 2 | 2.2 | 13.75 | 1482695.7604 | 13823.0077 | 2764601.5352 | 170000 | 25947175.8077 | 840 | 1680000
310 | 1083.996 | 2 | 2.2 | 13.75 | 1482695.7604 | 13823.0077 | 2764601.5352 | 170000 | 25947175.8077 | 840 | 1680000
312 | 1097.188 | 2 | 2.2 | 13.75 | 1482695.7604 | 13823.0077 | 2764601.5352 | 170000 | 25947175.8077 | 840 | 1680000
314 | 1103.545 | 2 | 2.2 | 13.75 | 1482695.7604 | 13823.0077 | 2764601.5352 | 170000 | 25947175.8077 | 840 | 1680000
316 | 1105.174 | 2 | 2.2 | 13.75 | 1482695.7604 | 13823.0077 | 2764601.5352 | 170000 | 25947175.8077 | 840 | 1680000
318 | 1111.657 | 2 | 2.2 | 13.75 | 1482695.7604 | 13823.0077 | 2764601.5352 | 170000 | 25947175.8077 | 840 | 1680000
320 | 1122.935 | 2 | 2.2 | 13.75 | 1482695.7604 | 13823.0077 | 2764601.5352 | 170000 | 25947175.8077 | 840 | 1680000
322 | 1128.197 | 2 | 2 | 12.5 | 1225368.3971 | 12566.3706 | 2513274.1229 | 170000 | 21443946.9485 | 750 | 1500000
324 | 1132.561 | 2 | 2 | 12.5 | 1225368.3971 | 12566.3706 | 2513274.1229 | 170000 | 21443946.9485 | 750 | 1500000
326 | 1131.854 | 2 | 2 | 12.5 | 1225368.3971 | 12566.3706 | 2513274.1229 | 170000 | 21443946.9485 | 750 | 1500000
328 | 1133.338 | 2 | 2 | 12.5 | 1225368.3971 | 12566.3706 | 2513274.1229 | 170000 | 21443946.9485 | 750 | 1500000
330 | 1136.405 | 2 | 2 | 12.5 | 1225368.3971 | 12566.3706 | 2513274.1229 | 170000 | 21443946.9485 | 750 | 1500000
332 | 1128.709 | 2 | 2 | 12.5 | 1225368.3971 | 12566.3706 | 2513274.1229 | 170000 | 21443946.9485 | 750 | 1500000
334 | 1120.713 | 2 | 2 | 12.5 | 1225368.3971 | 12566.3706 | 2513274.1229 | 170000 | 21443946.9485 | 750 | 1500000
336 | 1115.226 | 2 | 2 | 12.5 | 1225368.3971 | 12566.3706 | 2513274.1229 | 170000 | 21443946.9485 | 750 | 1500000
338 | 1108.709 | 2 | 2 | 12.5 | 1225368.3971 | 12566.3706 | 2513274.1229 | 170000 | 21443946.9485 | 750 | 1500000
340 | 1102.499 | 2 | 2 | 12.5 | 1225368.3971 | 12566.3706 | 2513274.1229 | 170000 | 21443946.9485 | 750 | 1500000
342 | 1096.349 | 2 | 2 | 12.5 | 1225368.3971 | 12566.3706 | 2513274.1229 | 170000 | 21443946.9485 | 750 | 1500000
344 | 1090.39 | 2 | 2 | 12.5 | 1225368.3971 | 12566.3706 | 2513274.1229 | 170000 | 21443946.9485 | 750 | 1500000
346 | 1087.765 | 2 | 2 | 12.5 | 1225368.3971 | 12566.3706 | 2513274.1229 | 170000 | 21443946.9485 | 750 | 1500000
348 | 1084.661 | 2 | 2 | 12.5 | 1225368.3971 | 12566.3706 | 2513274.1229 | 170000 | 21443946.9485 | 750 | 1500000
350 | 1081.662 | 2 | 2 | 12.5 | 1225368.3971 | 12566.3706 | 2513274.1229 | 170000 | 21443946.9485 | 750 | 1500000
352 | 1076.872 | 2 | 2 | 12.5 | 1225368.3971 | 12566.3706 | 2513274.1229 | 170000 | 21443946.9485 | 750 | 1500000
354 | 1070.898 | 2 | 2 | 12.5 | 1225368.3971 | 12566.3706 | 2513274.1229 | 170000 | 21443946.9485 | 750 | 1500000
356 | 1065.018 | 2 | 1.8 | 11.25 | 992548.4016 | 11309.7336 | 2261946.7106 | 170000 | 17369597.0283 | 660 | 1320000
358 | 1059.58 | 2 | 1.8 | 11.25 | 992548.4016 | 11309.7336 | 2261946.7106 | 170000 | 17369597.0283 | 660 | 1320000
360 | 1055.284 | 2 | 1.8 | 11.25 | 992548.4016 | 11309.7336 | 2261946.7106 | 170000 | 17369597.0283 | 660 | 1320000
362 | 1050.886 | 2 | 1.8 | 11.25 | 992548.4016 | 11309.7336 | 2261946.7106 | 170000 | 17369597.0283 | 660 | 1320000
364 | 1052.647 | 2 | 1.8 | 11.25 | 992548.4016 | 11309.7336 | 2261946.7106 | 170000 | 17369597.0283 | 660 | 1320000
366 | 1051.117 | 2 | 1.8 | 11.25 | 992548.4016 | 11309.7336 | 2261946.7106 | 170000 | 17369597.0283 | 660 | 1320000
368 | 1048.266 | 2 | 1.8 | 11.25 | 992548.4016 | 11309.7336 | 2261946.7106 | 170000 | 17369597.0283 | 660 | 1320000
370 | 1040.172 | 2 | 1.8 | 11.25 | 992548.4016 | 11309.7336 | 2261946.7106 | 170000 | 17369597.0283 | 660 | 1320000
372 | 1033.483 | 2 | 1.8 | 11.25 | 992548.4016 | 11309.7336 | 2261946.7106 | 170000 | 17369597.0283 | 660 | 1320000
374 | 1030.95 | 2 | 1.8 | 11.25 | 992548.4016 | 11309.7336 | 2261946.7106 | 170000 | 17369597.0283 | 660 | 1320000
376 | 1032.263 | 2 | 1.8 | 11.25 | 992548.4016 | 11309.7336 | 2261946.7106 | 170000 | 17369597.0283 | 660 | 1320000
378 | 1031.391 | 2 | 1.8 | 11.25 | 992548.4016 | 11309.7336 | 2261946.7106 | 170000 | 17369597.0283 | 660 | 1320000
380 | 1025.791 | 2 | 1.8 | 11.25 | 992548.4016 | 11309.7336 | 2261946.7106 | 170000 | 17369597.0283 | 660 | 1320000
382 | 1020.911 | 2 | 1.8 | 11.25 | 992548.4016 | 11309.7336 | 2261946.7106 | 170000 | 17369597.0283 | 660 | 1320000
384 | 1015.65 | 2 | 1.8 | 11.25 | 992548.4016 | 11309.7336 | 2261946.7106 | 170000 | 17369597.0283 | 660 | 1320000
386 | 1012.139 | 2 | 1.8 | 11.25 | 992548.4016 | 11309.7336 | 2261946.7106 | 170000 | 17369597.0283 | 660 | 1320000
388 | 1010.472 | 2 | 1.8 | 11.25 | 992548.4016 | 11309.7336 | 2261946.7106 | 170000 | 17369597.0283 | 660 | 1320000
390 | 1005.401 | 2 | 1.8 | 11.25 | 992548.4016 | 11309.7336 | 2261946.7106 | 170000 | 17369597.0283 | 660 | 1320000
392 | 996.666 | 2 | 1.8 | 11.25 | 992548.4016 | 11309.7336 | 2261946.7106 | 170000 | 17369597.0283 | 660 | 1320000
394 | 991.35 | 2 | 1.8 | 11.25 | 992548.4016 | 11309.7336 | 2261946.7106 | 170000 | 17369597.0283 | 660 | 1320000
396 | 990.486 | 2 | 1.8 | 11.25 | 992548.4016 | 11309.7336 | 2261946.7106 | 170000 | 17369597.0283 | 660 | 1320000
398 | 992.761 | 2 | 1.8 | 11.25 | 992548.4016 | 11309.7336 | 2261946.7106 | 170000 | 17369597.0283 | 660 | 1320000
400 | 999.077 | 2 | 1.8 | 11.25 | 992548.4016 | 11309.7336 | 2261946.7106 | 170000 | 17369597.0283 | 660 | 1320000
402 | 1001.8 | 2 | 1.8 | 11.25 | 992548.4016 | 11309.7336 | 2261946.7106 | 170000 | 17369597.0283 | 660 | 1320000
404 | 1002.224 | 2 | 1.8 | 11.25 | 992548.4016 | 11309.7336 | 2261946.7106 | 170000 | 17369597.0283 | 660 | 1320000
406 | 1002.003 | 2 | 1.8 | 11.25 | 992548.4016 | 11309.7336 | 2261946.7106 | 170000 | 17369597.0283 | 660 | 1320000
408 | 1003.596 | 2 | 1.8 | 11.25 | 992548.4016 | 11309.7336 | 2261946.7106 | 170000 | 17369597.0283 | 660 | 1320000
410 | 994.111 | 2 | 1.8 | 11.25 | 992548.4016 | 11309.7336 | 2261946.7106 | 170000 | 17369597.0283 | 660 | 1320000
412 | 983.925 | 2 | 1.8 | 11.25 | 992548.4016 | 11309.7336 | 2261946.7106 | 170000 | 17369597.0283 | 660 | 1320000
414 | 972.347 | 2 | 1.8 | 11.25 | 992548.4016 | 11309.7336 | 2261946.7106 | 170000 | 17369597.0283 | 660 | 1320000
416 | 963.901 | 2 | 1.8 | 11.25 | 992548.4016 | 11309.7336 | 2261946.7106 | 170000 | 17369597.0283 | 660 | 1320000
418 | 963.258 | 2 | 1.8 | 11.25 | 992548.4016 | 11309.7336 | 2261946.7106 | 170000 | 17369597.0283 | 660 | 1320000
420 | 965.836 | 2 | 1.8 | 11.25 | 992548.4016 | 11309.7336 | 2261946.7106 | 170000 | 17369597.0283 | 660 | 1320000
422 | 966.309 | 2 | 1.8 | 11.25 | 992548.4016 | 11309.7336 | 2261946.7106 | 170000 | 17369597.0283 | 660 | 1320000
424 | 972.884 | 2 | 1.8 | 11.25 | 992548.4016 | 11309.7336 | 2261946.7106 | 170000 | 17369597.0283 | 660 | 1320000
426 | 983.972 | 2 | 1.8 | 11.25 | 992548.4016 | 11309.7336 | 2261946.7106 | 170000 | 17369597.0283 | 660 | 1320000
428 | 994.096 | 2 | 1.8 | 11.25 | 992548.4016 | 11309.7336 | 2261946.7106 | 170000 | 17369597.0283 | 660 | 1320000
430 | 991.695 | 2 | 1.8 | 11.25 | 992548.4016 | 11309.7336 | 2261946.7106 | 170000 | 17369597.0283 | 660 | 1320000
432 | 984.933 | 2 | 1.8 | 11.25 | 992548.4016 | 11309.7336 | 2261946.7106 | 170000 | 17369597.0283 | 660 | 1320000
434 | 978.185 | 2 | 1.8 | 11.25 | 992548.4016 | 11309.7336 | 2261946.7106 | 170000 | 17369597.0283 | 660 | 1320000
436 | 972.686 | 2 | 1.8 | 11.25 | 992548.4016 | 11309.7336 | 2261946.7106 | 170000 | 17369597.0283 | 660 | 1320000
438 | 966.824 | 2 | 1.8 | 11.25 | 992548.4016 | 11309.7336 | 2261946.7106 | 170000 | 17369597.0283 | 660 | 1320000
440 | 960.902 | 2 | 1.8 | 11.25 | 992548.4016 | 11309.7336 | 2261946.7106 | 170000 | 17369597.0283 | 660 | 1320000
442 | 952.924 | 2 | 1.8 | 11.25 | 992548.4016 | 11309.7336 | 2261946.7106 | 170000 | 17369597.0283 | 660 | 1320000
444 | 945.683 | 2 | 1.8 | 11.25 | 992548.4016 | 11309.7336 | 2261946.7106 | 170000 | 17369597.0283 | 660 | 1320000
446 | 941.042 | 2 | 1.8 | 11.25 | 992548.4016 | 11309.7336 | 2261946.7106 | 170000 | 17369597.0283 | 660 | 1320000
448 | 937.104 | 2 | 1.8 | 11.25 | 992548.4016 | 11309.7336 | 2261946.7106 | 170000 | 17369597.0283 | 660 | 1320000
450 | 939.943 | 2 | 1.8 | 11.25 | 992548.4016 | 11309.7336 | 2261946.7106 | 170000 | 17369597.0283 | 660 | 1320000
452 | 944.776 | 2 | 1.8 | 11.25 | 992548.4016 | 11309.7336 | 2261946.7106 | 170000 | 17369597.0283 | 660 | 1320000
454 | 947.762 | 2 | 1.8 | 11.25 | 992548.4016 | 11309.7336 | 2261946.7106 | 170000 | 17369597.0283 | 660 | 1320000
456 | 952.649 | 2 | 1.8 | 11.25 | 992548.4016 | 11309.7336 | 2261946.7106 | 170000 | 17369597.0283 | 660 | 1320000
458 | 954.554 | 2 | 1.8 | 11.25 | 992548.4016 | 11309.7336 | 2261946.7106 | 170000 | 17369597.0283 | 660 | 1320000
460 | 952.37 | 2 | 1.8 | 11.25 | 992548.4016 | 11309.7336 | 2261946.7106 | 170000 | 17369597.0283 | 660 | 1320000
462 | 947.552 | 2 | 1.8 | 11.25 | 992548.4016 | 11309.7336 | 2261946.7106 | 170000 | 17369597.0283 | 660 | 1320000
464 | 941.898 | 2 | 1.8 | 11.25 | 992548.4016 | 11309.7336 | 2261946.7106 | 170000 | 17369597.0283 | 660 | 1320000
466 | 940.521 | 2 | 1.8 | 11.25 | 992548.4016 | 11309.7336 | 2261946.7106 | 170000 | 17369597.0283 | 660 | 1320000
468 | 939.702 | 2 | 1.8 | 11.25 | 992548.4016 | 11309.7336 | 2261946.7106 | 170000 | 17369597.0283 | 660 | 1320000
470 | 937.147 | 2 | 1.8 | 11.25 | 992548.4016 | 11309.7336 | 2261946.7106 | 170000 | 17369597.0283 | 660 | 1320000
472 | 933.872 | 2 | 1.8 | 11.25 | 992548.4016 | 11309.7336 | 2261946.7106 | 170000 | 17369597.0283 | 660 | 1320000
474 | 933.184 | 2 | 1.8 | 11.25 | 992548.4016 | 11309.7336 | 2261946.7106 | 170000 | 17369597.0283 | 660 | 1320000
476 | 939.292 | 2 | 1.8 | 11.25 | 992548.4016 | 11309.7336 | 2261946.7106 | 170000 | 17369597.0283 | 660 | 1320000
478 | 944.619 | 2 | 1.8 | 11.25 | 992548.4016 | 11309.7336 | 2261946.7106 | 170000 | 17369597.0283 | 660 | 1320000
480 | 954.023 | 2 | 1.8 | 11.25 | 992548.4016 | 11309.7336 | 2261946.7106 | 170000 | 17369597.0283 | 660 | 1320000
482 | 968.263 | 2 | 1.8 | 11.25 | 992548.4016 | 11309.7336 | 2261946.7106 | 170000 | 17369597.0283 | 660 | 1320000
484 | 970.384 | 2 | 1.8 | 11.25 | 992548.4016 | 11309.7336 | 2261946.7106 | 170000 | 17369597.0283 | 660 | 1320000
486 | 964.636 | 2 | 1.8 | 11.25 | 992548.4016 | 11309.7336 | 2261946.7106 | 170000 | 17369597.0283 | 660 | 1320000
488 | 956.631 | 2 | 1.8 | 11.25 | 992548.4016 | 11309.7336 | 2261946.7106 | 170000 | 17369597.0283 | 660 | 1320000
490 | 947.426 | 2 | 1.8 | 11.25 | 992548.4016 | 11309.7336 | 2261946.7106 | 170000 | 17369597.0283 | 660 | 1320000
492 | 941.72 | 2 | 1.8 | 11.25 | 992548.4016 | 11309.7336 | 2261946.7106 | 170000 | 17369597.0283 | 660 | 1320000
494 | 935.985 | 2 | 1.8 | 11.25 | 992548.4016 | 11309.7336 | 2261946.7106 | 170000 | 17369597.0283 | 660 | 1320000
496 | 930.475 | 2 | 1.8 | 11.25 | 992548.4016 | 11309.7336 | 2261946.7106 | 170000 | 17369597.0283 | 660 | 1320000
498 | 927.611 | 2 | 1.8 | 11.25 | 992548.4016 | 11309.7336 | 2261946.7106 | 170000 | 17369597.0283 | 660 | 1320000
500 | 931.256 | 2 | 1.8 | 11.25 | 992548.4016 | 11309.7336 | 2261946.7106 | 170000 | 17369597.0283 | 660 | 1320000
502 | 920.044 | 2 | 1.8 | 11.25 | 992548.4016 | 11309.7336 | 2261946.7106 | 170000 | 17369597.0283 | 660 | 1320000
504 | 911.78 | 2 | 1.5 | 9.375 | 689269.7233 | 9424.778 | 1884955.5922 | 170000 | 12062220.1585 | 580 | 1160000
506 | 907.989 | 2 | 1.5 | 9.375 | 689269.7233 | 9424.778 | 1884955.5922 | 170000 | 12062220.1585 | 580 | 1160000
508 | 907.289 | 2 | 1.5 | 9.375 | 689269.7233 | 9424.778 | 1884955.5922 | 170000 | 12062220.1585 | 580 | 1160000
510 | 900.577 | 2 | 1.5 | 9.375 | 689269.7233 | 9424.778 | 1884955.5922 | 170000 | 12062220.1585 | 580 | 1160000
512 | 902.112 | 2 | 1.5 | 9.375 | 689269.7233 | 9424.778 | 1884955.5922 | 170000 | 12062220.1585 | 580 | 1160000
514 | 900.179 | 2 | 1.5 | 9.375 | 689269.7233 | 9424.778 | 1884955.5922 | 170000 | 12062220.1585 | 580 | 1160000
516 | 903.811 | 2 | 1.5 | 9.375 | 689269.7233 | 9424.778 | 1884955.5922 | 170000 | 12062220.1585 | 580 | 1160000
518 | 910.027 | 2 | 1.5 | 9.375 | 689269.7233 | 9424.778 | 1884955.5922 | 170000 | 12062220.1585 | 580 | 1160000
520 | 911.131 | 2 | 1.5 | 9.375 | 689269.7233 | 9424.778 | 1884955.5922 | 170000 | 12062220.1585 | 580 | 1160000

## Pipeline Instalation Costs
Option 1A Excavation and Back Fill Pricing
Chainage (km) | Elevation (m) | Section Length (km) | Diameter (m) | Trench Width (m) | Trench Depth (m) | Excavation (m3) | Bedding and Cradle Fill (m3) | Main fill (m3) | Spoil (m3) | Excavation Cost | Bedding and Cradle Fill Cost | Main Fill Cost | Spoil Cost
2 | 1069.018 | 0 | 2.2 | 3.2 | 4.2 | 0 | 0 | 0 | 0 | 0 | 0 | 0 | 0
4 | 1067.321 | 2 | 2.2 | 3.2 | 4.2 | 26880 | 9677.3458 | 9600 | 7602.6542 | 1344000 | 1596762.0534 | 528000 | 342119.44
6 | 1064.035 | 2 | 2.2 | 3.2 | 4.2 | 26880 | 9677.3458 | 9600 | 7602.6542 | 1344000 | 1596762.0534 | 528000 | 342119.44
8 | 1063.832 | 2 | 2.2 | 3.2 | 4.2 | 26880 | 9677.3458 | 9600 | 7602.6542 | 1344000 | 1596762.0534 | 528000 | 342119.44
10 | 1067.893 | 2 | 2.2 | 3.2 | 4.2 | 26880 | 9677.3458 | 9600 | 7602.6542 | 1344000 | 1596762.0534 | 528000 | 342119.44
12 | 1075.133 | 2 | 2.2 | 3.2 | 4.2 | 26880 | 9677.3458 | 9600 | 7602.6542 | 1344000 | 1596762.0534 | 528000 | 342119.44
14 | 1082.768 | 2 | 2.2 | 3.2 | 4.2 | 26880 | 9677.3458 | 9600 | 7602.6542 | 1344000 | 1596762.0534 | 528000 | 342119.44
16 | 1089.726 | 2 | 2.2 | 3.2 | 4.2 | 26880 | 9677.3458 | 9600 | 7602.6542 | 1344000 | 1596762.0534 | 528000 | 342119.44
18 | 1094.131 | 2 | 2.2 | 3.2 | 4.2 | 26880 | 9677.3458 | 9600 | 7602.6542 | 1344000 | 1596762.0534 | 528000 | 342119.44
20 | 1097.897 | 2 | 2.2 | 3.2 | 4.2 | 26880 | 9677.3458 | 9600 | 7602.6542 | 1344000 | 1596762.0534 | 528000 | 342119.44
22 | 1101.67 | 2 | 2.2 | 3.2 | 4.2 | 26880 | 9677.3458 | 9600 | 7602.6542 | 1344000 | 1596762.0534 | 528000 | 342119.44
24 | 1095.952 | 2 | 2.2 | 3.2 | 4.2 | 26880 | 9677.3458 | 9600 | 7602.6542 | 1344000 | 1596762.0534 | 528000 | 342119.44
26 | 1090.107 | 2 | 2.2 | 3.2 | 4.2 | 26880 | 9677.3458 | 9600 | 7602.6542 | 1344000 | 1596762.0534 | 528000 | 342119.44
28 | 1085.781 | 2 | 2.2 | 3.2 | 4.2 | 26880 | 9677.3458 | 9600 | 7602.6542 | 1344000 | 1596762.0534 | 528000 | 342119.44
30 | 1081.89 | 2 | 2.2 | 3.2 | 4.2 | 26880 | 9677.3458 | 9600 | 7602.6542 | 1344000 | 1596762.0534 | 528000 | 342119.44
32 | 1077.937 | 2 | 2.2 | 3.2 | 4.2 | 26880 | 9677.3458 | 9600 | 7602.6542 | 1344000 | 1596762.0534 | 528000 | 342119.44
34 | 1074.89 | 2 | 2.2 | 3.2 | 4.2 | 26880 | 9677.3458 | 9600 | 7602.6542 | 1344000 | 1596762.0534 | 528000 | 342119.44
36 | 1071.114 | 2 | 2.2 | 3.2 | 4.2 | 26880 | 9677.3458 | 9600 | 7602.6542 | 1344000 | 1596762.0534 | 528000 | 342119.44
38 | 1065.311 | 2 | 2.2 | 3.2 | 4.2 | 26880 | 9677.3458 | 9600 | 7602.6542 | 1344000 | 1596762.0534 | 528000 | 342119.44
40 | 1059.051 | 2 | 2.2 | 3.2 | 4.2 | 26880 | 9677.3458 | 9600 | 7602.6542 | 1344000 | 1596762.0534 | 528000 | 342119.44
42 | 1054.28 | 2 | 2.2 | 3.2 | 4.2 | 26880 | 9677.3458 | 9600 | 7602.6542 | 1344000 | 1596762.0534 | 528000 | 342119.44
44 | 1053.871 | 2 | 2.2 | 3.2 | 4.2 | 26880 | 9677.3458 | 9600 | 7602.6542 | 1344000 | 1596762.0534 | 528000 | 342119.44
46 | 1050.42 | 2 | 2.2 | 3.2 | 4.2 | 26880 | 9677.3458 | 9600 | 7602.6542 | 1344000 | 1596762.0534 | 528000 | 342119.44
48 | 1052.704 | 2 | 2.2 | 3.2 | 4.2 | 26880 | 9677.3458 | 9600 | 7602.6542 | 1344000 | 1596762.0534 | 528000 | 342119.44
50 | 1056.355 | 2 | 2.2 | 3.2 | 4.2 | 26880 | 9677.3458 | 9600 | 7602.6542 | 1344000 | 1596762.0534 | 528000 | 342119.44
52 | 1058.466 | 2 | 2.2 | 3.2 | 4.2 | 26880 | 9677.3458 | 9600 | 7602.6542 | 1344000 | 1596762.0534 | 528000 | 342119.44
54 | 1055.99 | 2 | 2.2 | 3.2 | 4.2 | 26880 | 9677.3458 | 9600 | 7602.6542 | 1344000 | 1596762.0534 | 528000 | 342119.44
56 | 1055.66 | 2 | 2.2 | 3.2 | 4.2 | 26880 | 9677.3458 | 9600 | 7602.6542 | 1344000 | 1596762.0534 | 528000 | 342119.44
58 | 1056.404 | 2 | 2.2 | 3.2 | 4.2 | 26880 | 9677.3458 | 9600 | 7602.6542 | 1344000 | 1596762.0534 | 528000 | 342119.44
60 | 1056.841 | 2 | 2.2 | 3.2 | 4.2 | 26880 | 9677.3458 | 9600 | 7602.6542 | 1344000 | 1596762.0534 | 528000 | 342119.44
62 | 1056.377 | 2 | 2.2 | 3.2 | 4.2 | 26880 | 9677.3458 | 9600 | 7602.6542 | 1344000 | 1596762.0534 | 528000 | 342119.44
64 | 1052.503 | 2 | 2.2 | 3.2 | 4.2 | 26880 | 9677.3458 | 9600 | 7602.6542 | 1344000 | 1596762.0534 | 528000 | 342119.44
66 | 1046.022 | 2 | 2.2 | 3.2 | 4.2 | 26880 | 9677.3458 | 9600 | 7602.6542 | 1344000 | 1596762.0534 | 528000 | 342119.44
68 | 1036.575 | 2 | 2.2 | 3.2 | 4.2 | 26880 | 9677.3458 | 9600 | 7602.6542 | 1344000 | 1596762.0534 | 528000 | 342119.44
70 | 1031.818 | 2 | 2.2 | 3.2 | 4.2 | 26880 | 9677.3458 | 9600 | 7602.6542 | 1344000 | 1596762.0534 | 528000 | 342119.44
72 | 1027.675 | 2 | 2.2 | 3.2 | 4.2 | 26880 | 9677.3458 | 9600 | 7602.6542 | 1344000 | 1596762.0534 | 528000 | 342119.44
74 | 1023.844 | 2 | 2.2 | 3.2 | 4.2 | 26880 | 9677.3458 | 9600 | 7602.6542 | 1344000 | 1596762.0534 | 528000 | 342119.44
76 | 1020.888 | 2 | 2.2 | 3.2 | 4.2 | 26880 | 9677.3458 | 9600 | 7602.6542 | 1344000 | 1596762.0534 | 528000 | 342119.44
78 | 1023.648 | 2 | 2.2 | 3.2 | 4.2 | 26880 | 9677.3458 | 9600 | 7602.6542 | 1344000 | 1596762.0534 | 528000 | 342119.44
80 | 1027.566 | 2 | 2.2 | 3.2 | 4.2 | 26880 | 9677.3458 | 9600 | 7602.6542 | 1344000 | 1596762.0534 | 528000 | 342119.44
82 | 1032.371 | 2 | 2.2 | 3.2 | 4.2 | 26880 | 9677.3458 | 9600 | 7602.6542 | 1344000 | 1596762.0534 | 528000 | 342119.44
84 | 1034.983 | 2 | 2.2 | 3.2 | 4.2 | 26880 | 9677.3458 | 9600 | 7602.6542 | 1344000 | 1596762.0534 | 528000 | 342119.44
86 | 1033.213 | 2 | 2.2 | 3.2 | 4.2 | 26880 | 9677.3458 | 9600 | 7602.6542 | 1344000 | 1596762.0534 | 528000 | 342119.44
88 | 1031.188 | 2 | 2.2 | 3.2 | 4.2 | 26880 | 9677.3458 | 9600 | 7602.6542 | 1344000 | 1596762.0534 | 528000 | 342119.44
90 | 1029.08 | 2 | 2.2 | 3.2 | 4.2 | 26880 | 9677.3458 | 9600 | 7602.6542 | 1344000 | 1596762.0534 | 528000 | 342119.44
92 | 1026.322 | 2 | 2.2 | 3.2 | 4.2 | 26880 | 9677.3458 | 9600 | 7602.6542 | 1344000 | 1596762.0534 | 528000 | 342119.44
94 | 1023.207 | 2 | 2.2 | 3.2 | 4.2 | 26880 | 9677.3458 | 9600 | 7602.6542 | 1344000 | 1596762.0534 | 528000 | 342119.44
96 | 1021.503 | 2 | 2.2 | 3.2 | 4.2 | 26880 | 9677.3458 | 9600 | 7602.6542 | 1344000 | 1596762.0534 | 528000 | 342119.44
98 | 1019.765 | 2 | 2.2 | 3.2 | 4.2 | 26880 | 9677.3458 | 9600 | 7602.6542 | 1344000 | 1596762.0534 | 528000 | 342119.44
100 | 1018.493 | 2 | 2.2 | 3.2 | 4.2 | 26880 | 9677.3458 | 9600 | 7602.6542 | 1344000 | 1596762.0534 | 528000 | 342119.44
102 | 1016.444 | 2 | 2.2 | 3.2 | 4.2 | 26880 | 9677.3458 | 9600 | 7602.6542 | 1344000 | 1596762.0534 | 528000 | 342119.44
104 | 1013.288 | 2 | 2.2 | 3.2 | 4.2 | 26880 | 9677.3458 | 9600 | 7602.6542 | 1344000 | 1596762.0534 | 528000 | 342119.44
106 | 1007.843 | 2 | 2.2 | 3.2 | 4.2 | 26880 | 9677.3458 | 9600 | 7602.6542 | 1344000 | 1596762.0534 | 528000 | 342119.44
108 | 1001.282 | 2 | 2.2 | 3.2 | 4.2 | 26880 | 9677.3458 | 9600 | 7602.6542 | 1344000 | 1596762.0534 | 528000 | 342119.44
110 | 996.609 | 2 | 2.2 | 3.2 | 4.2 | 26880 | 9677.3458 | 9600 | 7602.6542 | 1344000 | 1596762.0534 | 528000 | 342119.44
112 | 992.999 | 2 | 2.2 | 3.2 | 4.2 | 26880 | 9677.3458 | 9600 | 7602.6542 | 1344000 | 1596762.0534 | 528000 | 342119.44
114 | 993.639 | 2 | 2.2 | 3.2 | 4.2 | 26880 | 9677.3458 | 9600 | 7602.6542 | 1344000 | 1596762.0534 | 528000 | 342119.44
116 | 994.611 | 2 | 2.2 | 3.2 | 4.2 | 26880 | 9677.3458 | 9600 | 7602.6542 | 1344000 | 1596762.0534 | 528000 | 342119.44
118 | 995.751 | 2 | 2.2 | 3.2 | 4.2 | 26880 | 9677.3458 | 9600 | 7602.6542 | 1344000 | 1596762.0534 | 528000 | 342119.44
120 | 996.479 | 2 | 2.2 | 3.2 | 4.2 | 26880 | 9677.3458 | 9600 | 7602.6542 | 1344000 | 1596762.0534 | 528000 | 342119.44
122 | 996.147 | 2 | 2.2 | 3.2 | 4.2 | 26880 | 9677.3458 | 9600 | 7602.6542 | 1344000 | 1596762.0534 | 528000 | 342119.44
124 | 992.094 | 2 | 2.2 | 3.2 | 4.2 | 26880 | 9677.3458 | 9600 | 7602.6542 | 1344000 | 1596762.0534 | 528000 | 342119.44
126 | 985.623 | 2 | 2.2 | 3.2 | 4.2 | 26880 | 9677.3458 | 9600 | 7602.6542 | 1344000 | 1596762.0534 | 528000 | 342119.44
128 | 977.759 | 2 | 2.2 | 3.2 | 4.2 | 26880 | 9677.3458 | 9600 | 7602.6542 | 1344000 | 1596762.0534 | 528000 | 342119.44
130 | 969.772 | 2 | 2.2 | 3.2 | 4.2 | 26880 | 9677.3458 | 9600 | 7602.6542 | 1344000 | 1596762.0534 | 528000 | 342119.44
132 | 981.785 | 2 | 2.2 | 3.2 | 4.2 | 26880 | 9677.3458 | 9600 | 7602.6542 | 1344000 | 1596762.0534 | 528000 | 342119.44
134 | 991.458 | 2 | 2.2 | 3.2 | 4.2 | 26880 | 9677.3458 | 9600 | 7602.6542 | 1344000 | 1596762.0534 | 528000 | 342119.44
136 | 987.77 | 2 | 2.2 | 3.2 | 4.2 | 26880 | 9677.3458 | 9600 | 7602.6542 | 1344000 | 1596762.0534 | 528000 | 342119.44
138 | 982.725 | 2 | 2.2 | 3.2 | 4.2 | 26880 | 9677.3458 | 9600 | 7602.6542 | 1344000 | 1596762.0534 | 528000 | 342119.44
140 | 977.559 | 2 | 2.2 | 3.2 | 4.2 | 26880 | 9677.3458 | 9600 | 7602.6542 | 1344000 | 1596762.0534 | 528000 | 342119.44
142 | 975.289 | 2 | 2.2 | 3.2 | 4.2 | 26880 | 9677.3458 | 9600 | 7602.6542 | 1344000 | 1596762.0534 | 528000 | 342119.44
144 | 973.968 | 2 | 2.2 | 3.2 | 4.2 | 26880 | 9677.3458 | 9600 | 7602.6542 | 1344000 | 1596762.0534 | 528000 | 342119.44
146 | 962.473 | 2 | 2.2 | 3.2 | 4.2 | 26880 | 9677.3458 | 9600 | 7602.6542 | 1344000 | 1596762.0534 | 528000 | 342119.44
148 | 951.285 | 2 | 2.2 | 3.2 | 4.2 | 26880 | 9677.3458 | 9600 | 7602.6542 | 1344000 | 1596762.0534 | 528000 | 342119.44
150 | 948.174 | 2 | 2.2 | 3.2 | 4.2 | 26880 | 9677.3458 | 9600 | 7602.6542 | 1344000 | 1596762.0534 | 528000 | 342119.44
152 | 944.641 | 2 | 2.2 | 3.2 | 4.2 | 26880 | 9677.3458 | 9600 | 7602.6542 | 1344000 | 1596762.0534 | 528000 | 342119.44
154 | 941.566 | 2 | 2.2 | 3.2 | 4.2 | 26880 | 9677.3458 | 9600 | 7602.6542 | 1344000 | 1596762.0534 | 528000 | 342119.44
156 | 940.942 | 2 | 2.2 | 3.2 | 4.2 | 26880 | 9677.3458 | 9600 | 7602.6542 | 1344000 | 1596762.0534 | 528000 | 342119.44
158 | 939.726 | 2 | 2.2 | 3.2 | 4.2 | 26880 | 9677.3458 | 9600 | 7602.6542 | 1344000 | 1596762.0534 | 528000 | 342119.44
160 | 936.738 | 2 | 2.2 | 3.2 | 4.2 | 26880 | 9677.3458 | 9600 | 7602.6542 | 1344000 | 1596762.0534 | 528000 | 342119.44
162 | 933.65 | 2 | 2.2 | 3.2 | 4.2 | 26880 | 9677.3458 | 9600 | 7602.6542 | 1344000 | 1596762.0534 | 528000 | 342119.44
164 | 932.745 | 2 | 2.2 | 3.2 | 4.2 | 26880 | 9677.3458 | 9600 | 7602.6542 | 1344000 | 1596762.0534 | 528000 | 342119.44
166 | 931.696 | 2 | 2.2 | 3.2 | 4.2 | 26880 | 9677.3458 | 9600 | 7602.6542 | 1344000 | 1596762.0534 | 528000 | 342119.44
168 | 930.999 | 2 | 2.2 | 3.2 | 4.2 | 26880 | 9677.3458 | 9600 | 7602.6542 | 1344000 | 1596762.0534 | 528000 | 342119.44
170 | 930.885 | 2 | 2.2 | 3.2 | 4.2 | 26880 | 9677.3458 | 9600 | 7602.6542 | 1344000 | 1596762.0534 | 528000 | 342119.44
172 | 930.378 | 2 | 2.2 | 3.2 | 4.2 | 26880 | 9677.3458 | 9600 | 7602.6542 | 1344000 | 1596762.0534 | 528000 | 342119.44
174 | 931.324 | 2 | 2.2 | 3.2 | 4.2 | 26880 | 9677.3458 | 9600 | 7602.6542 | 1344000 | 1596762.0534 | 528000 | 342119.44
176 | 933.53 | 2 | 2.2 | 3.2 | 4.2 | 26880 | 9677.3458 | 9600 | 7602.6542 | 1344000 | 1596762.0534 | 528000 | 342119.44
178 | 932.714 | 2 | 2.2 | 3.2 | 4.2 | 26880 | 9677.3458 | 9600 | 7602.6542 | 1344000 | 1596762.0534 | 528000 | 342119.44
180 | 928.311 | 2 | 2.2 | 3.2 | 4.2 | 26880 | 9677.3458 | 9600 | 7602.6542 | 1344000 | 1596762.0534 | 528000 | 342119.44
182 | 924.179 | 2 | 2.2 | 3.2 | 4.2 | 26880 | 9677.3458 | 9600 | 7602.6542 | 1344000 | 1596762.0534 | 528000 | 342119.44
184 | 928.398 | 2 | 2.2 | 3.2 | 4.2 | 26880 | 9677.3458 | 9600 | 7602.6542 | 1344000 | 1596762.0534 | 528000 | 342119.44
186 | 930.866 | 2 | 2.2 | 3.2 | 4.2 | 26880 | 9677.3458 | 9600 | 7602.6542 | 1344000 | 1596762.0534 | 528000 | 342119.44
188 | 928.411 | 2 | 2.2 | 3.2 | 4.2 | 26880 | 9677.3458 | 9600 | 7602.6542 | 1344000 | 1596762.0534 | 528000 | 342119.44
190 | 927.849 | 2 | 2.2 | 3.2 | 4.2 | 26880 | 9677.3458 | 9600 | 7602.6542 | 1344000 | 1596762.0534 | 528000 | 342119.44
192 | 926.71 | 2 | 2.2 | 3.2 | 4.2 | 26880 | 9677.3458 | 9600 | 7602.6542 | 1344000 | 1596762.0534 | 528000 | 342119.44
194 | 926.201 | 2 | 2.2 | 3.2 | 4.2 | 26880 | 9677.3458 | 9600 | 7602.6542 | 1344000 | 1596762.0534 | 528000 | 342119.44
196 | 924.509 | 2 | 2.2 | 3.2 | 4.2 | 26880 | 9677.3458 | 9600 | 7602.6542 | 1344000 | 1596762.0534 | 528000 | 342119.44
198 | 923.417 | 2 | 2.2 | 3.2 | 4.2 | 26880 | 9677.3458 | 9600 | 7602.6542 | 1344000 | 1596762.0534 | 528000 | 342119.44
200 | 923.011 | 2 | 2.2 | 3.2 | 4.2 | 26880 | 9677.3458 | 9600 | 7602.6542 | 1344000 | 1596762.0534 | 528000 | 342119.44
202 | 921.969 | 2 | 2.2 | 3.2 | 4.2 | 26880 | 9677.3458 | 9600 | 7602.6542 | 1344000 | 1596762.0534 | 528000 | 342119.44
204 | 920.661 | 2 | 2.2 | 3.2 | 4.2 | 26880 | 9677.3458 | 9600 | 7602.6542 | 1344000 | 1596762.0534 | 528000 | 342119.44
206 | 920.243 | 2 | 2.2 | 3.2 | 4.2 | 26880 | 9677.3458 | 9600 | 7602.6542 | 1344000 | 1596762.0534 | 528000 | 342119.44
208 | 919.297 | 2 | 2.2 | 3.2 | 4.2 | 26880 | 9677.3458 | 9600 | 7602.6542 | 1344000 | 1596762.0534 | 528000 | 342119.44
210 | 917.533 | 2 | 2.2 | 3.2 | 4.2 | 26880 | 9677.3458 | 9600 | 7602.6542 | 1344000 | 1596762.0534 | 528000 | 342119.44
212 | 917.684 | 2 | 2.2 | 3.2 | 4.2 | 26880 | 9677.3458 | 9600 | 7602.6542 | 1344000 | 1596762.0534 | 528000 | 342119.44
214 | 915.724 | 2 | 2.2 | 3.2 | 4.2 | 26880 | 9677.3458 | 9600 | 7602.6542 | 1344000 | 1596762.0534 | 528000 | 342119.44
216 | 915.73 | 2 | 2.2 | 3.2 | 4.2 | 26880 | 9677.3458 | 9600 | 7602.6542 | 1344000 | 1596762.0534 | 528000 | 342119.44
218 | 915.584 | 2 | 2.2 | 3.2 | 4.2 | 26880 | 9677.3458 | 9600 | 7602.6542 | 1344000 | 1596762.0534 | 528000 | 342119.44
220 | 915.444 | 2 | 2.2 | 3.2 | 4.2 | 26880 | 9677.3458 | 9600 | 7602.6542 | 1344000 | 1596762.0534 | 528000 | 342119.44
222 | 913.52 | 2 | 2.2 | 3.2 | 4.2 | 26880 | 9677.3458 | 9600 | 7602.6542 | 1344000 | 1596762.0534 | 528000 | 342119.44
224 | 912.524 | 2 | 2.2 | 3.2 | 4.2 | 26880 | 9677.3458 | 9600 | 7602.6542 | 1344000 | 1596762.0534 | 528000 | 342119.44
226 | 912.565 | 2 | 2.2 | 3.2 | 4.2 | 26880 | 9677.3458 | 9600 | 7602.6542 | 1344000 | 1596762.0534 | 528000 | 342119.44
228 | 913.484 | 2 | 2.2 | 3.2 | 4.2 | 26880 | 9677.3458 | 9600 | 7602.6542 | 1344000 | 1596762.0534 | 528000 | 342119.44
230 | 913.545 | 2 | 2.2 | 3.2 | 4.2 | 26880 | 9677.3458 | 9600 | 7602.6542 | 1344000 | 1596762.0534 | 528000 | 342119.44
232 | 914.546 | 2 | 2.2 | 3.2 | 4.2 | 26880 | 9677.3458 | 9600 | 7602.6542 | 1344000 | 1596762.0534 | 528000 | 342119.44
234 | 918.285 | 2 | 2.2 | 3.2 | 4.2 | 26880 | 9677.3458 | 9600 | 7602.6542 | 1344000 | 1596762.0534 | 528000 | 342119.44
236 | 919.357 | 2 | 2.2 | 3.2 | 4.2 | 26880 | 9677.3458 | 9600 | 7602.6542 | 1344000 | 1596762.0534 | 528000 | 342119.44
238 | 918.649 | 2 | 2.2 | 3.2 | 4.2 | 26880 | 9677.3458 | 9600 | 7602.6542 | 1344000 | 1596762.0534 | 528000 | 342119.44
240 | 922.974 | 2 | 2.2 | 3.2 | 4.2 | 26880 | 9677.3458 | 9600 | 7602.6542 | 1344000 | 1596762.0534 | 528000 | 342119.44
242 | 927.375 | 2 | 2.2 | 3.2 | 4.2 | 26880 | 9677.3458 | 9600 | 7602.6542 | 1344000 | 1596762.0534 | 528000 | 342119.44
244 | 929.253 | 2 | 2.2 | 3.2 | 4.2 | 26880 | 9677.3458 | 9600 | 7602.6542 | 1344000 | 1596762.0534 | 528000 | 342119.44
246 | 930.863 | 2 | 2.2 | 3.2 | 4.2 | 26880 | 9677.3458 | 9600 | 7602.6542 | 1344000 | 1596762.0534 | 528000 | 342119.44
248 | 931.924 | 2 | 2.2 | 3.2 | 4.2 | 26880 | 9677.3458 | 9600 | 7602.6542 | 1344000 | 1596762.0534 | 528000 | 342119.44
250 | 936.722 | 2 | 2.2 | 3.2 | 4.2 | 26880 | 9677.3458 | 9600 | 7602.6542 | 1344000 | 1596762.0534 | 528000 | 342119.44
252 | 941.777 | 2 | 2.2 | 3.2 | 4.2 | 26880 | 9677.3458 | 9600 | 7602.6542 | 1344000 | 1596762.0534 | 528000 | 342119.44
254 | 948.143 | 2 | 2.2 | 3.2 | 4.2 | 26880 | 9677.3458 | 9600 | 7602.6542 | 1344000 | 1596762.0534 | 528000 | 342119.44
256 | 955.417 | 2 | 2.2 | 3.2 | 4.2 | 26880 | 9677.3458 | 9600 | 7602.6542 | 1344000 | 1596762.0534 | 528000 | 342119.44
258 | 962.7 | 2 | 2.2 | 3.2 | 4.2 | 26880 | 9677.3458 | 9600 | 7602.6542 | 1344000 | 1596762.0534 | 528000 | 342119.44
260 | 969.281 | 2 | 2.2 | 3.2 | 4.2 | 26880 | 9677.3458 | 9600 | 7602.6542 | 1344000 | 1596762.0534 | 528000 | 342119.44
262 | 980.284 | 2 | 2.2 | 3.2 | 4.2 | 26880 | 9677.3458 | 9600 | 7602.6542 | 1344000 | 1596762.0534 | 528000 | 342119.44
264 | 986.551 | 2 | 2.2 | 3.2 | 4.2 | 26880 | 9677.3458 | 9600 | 7602.6542 | 1344000 | 1596762.0534 | 528000 | 342119.44
266 | 989.198 | 2 | 2.2 | 3.2 | 4.2 | 26880 | 9677.3458 | 9600 | 7602.6542 | 1344000 | 1596762.0534 | 528000 | 342119.44
268 | 994.39 | 2 | 2.2 | 3.2 | 4.2 | 26880 | 9677.3458 | 9600 | 7602.6542 | 1344000 | 1596762.0534 | 528000 | 342119.44
270 | 999.917 | 2 | 2.2 | 3.2 | 4.2 | 26880 | 9677.3458 | 9600 | 7602.6542 | 1344000 | 1596762.0534 | 528000 | 342119.44
272 | 1004.623 | 2 | 2.2 | 3.2 | 4.2 | 26880 | 9677.3458 | 9600 | 7602.6542 | 1344000 | 1596762.0534 | 528000 | 342119.44
274 | 1008.819 | 2 | 2.2 | 3.2 | 4.2 | 26880 | 9677.3458 | 9600 | 7602.6542 | 1344000 | 1596762.0534 | 528000 | 342119.44
276 | 1007.834 | 2 | 2.2 | 3.2 | 4.2 | 26880 | 9677.3458 | 9600 | 7602.6542 | 1344000 | 1596762.0534 | 528000 | 342119.44
278 | 1005.626 | 2 | 2.2 | 3.2 | 4.2 | 26880 | 9677.3458 | 9600 | 7602.6542 | 1344000 | 1596762.0534 | 528000 | 342119.44
280 | 1001.623 | 2 | 2.2 | 3.2 | 4.2 | 26880 | 9677.3458 | 9600 | 7602.6542 | 1344000 | 1596762.0534 | 528000 | 342119.44
282 | 1004.052 | 2 | 2.2 | 3.2 | 4.2 | 26880 | 9677.3458 | 9600 | 7602.6542 | 1344000 | 1596762.0534 | 528000 | 342119.44
284 | 1010.797 | 2 | 2.2 | 3.2 | 4.2 | 26880 | 9677.3458 | 9600 | 7602.6542 | 1344000 | 1596762.0534 | 528000 | 342119.44
286 | 1014.67 | 2 | 2.2 | 3.2 | 4.2 | 26880 | 9677.3458 | 9600 | 7602.6542 | 1344000 | 1596762.0534 | 528000 | 342119.44
288 | 1017.319 | 2 | 2.2 | 3.2 | 4.2 | 26880 | 9677.3458 | 9600 | 7602.6542 | 1344000 | 1596762.0534 | 528000 | 342119.44
290 | 1027.459 | 2 | 2.2 | 3.2 | 4.2 | 26880 | 9677.3458 | 9600 | 7602.6542 | 1344000 | 1596762.0534 | 528000 | 342119.44
292 | 1031.99 | 2 | 2.2 | 3.2 | 4.2 | 26880 | 9677.3458 | 9600 | 7602.6542 | 1344000 | 1596762.0534 | 528000 | 342119.44
294 | 1036.254 | 2 | 2.2 | 3.2 | 4.2 | 26880 | 9677.3458 | 9600 | 7602.6542 | 1344000 | 1596762.0534 | 528000 | 342119.44
296 | 1040.127 | 2 | 2.2 | 3.2 | 4.2 | 26880 | 9677.3458 | 9600 | 7602.6542 | 1344000 | 1596762.0534 | 528000 | 342119.44
298 | 1044.396 | 2 | 2.2 | 3.2 | 4.2 | 26880 | 9677.3458 | 9600 | 7602.6542 | 1344000 | 1596762.0534 | 528000 | 342119.44
300 | 1051.339 | 2 | 2.2 | 3.2 | 4.2 | 26880 | 9677.3458 | 9600 | 7602.6542 | 1344000 | 1596762.0534 | 528000 | 342119.44
302 | 1060.955 | 2 | 2.2 | 3.2 | 4.2 | 26880 | 9677.3458 | 9600 | 7602.6542 | 1344000 | 1596762.0534 | 528000 | 342119.44
304 | 1070.227 | 2 | 2.2 | 3.2 | 4.2 | 26880 | 9677.3458 | 9600 | 7602.6542 | 1344000 | 1596762.0534 | 528000 | 342119.44
306 | 1072.691 | 2 | 2.2 | 3.2 | 4.2 | 26880 | 9677.3458 | 9600 | 7602.6542 | 1344000 | 1596762.0534 | 528000 | 342119.44
308 | 1076.503 | 2 | 2.2 | 3.2 | 4.2 | 26880 | 9677.3458 | 9600 | 7602.6542 | 1344000 | 1596762.0534 | 528000 | 342119.44
310 | 1083.996 | 2 | 2.2 | 3.2 | 4.2 | 26880 | 9677.3458 | 9600 | 7602.6542 | 1344000 | 1596762.0534 | 528000 | 342119.44
312 | 1097.188 | 2 | 2.2 | 3.2 | 4.2 | 26880 | 9677.3458 | 9600 | 7602.6542 | 1344000 | 1596762.0534 | 528000 | 342119.44
314 | 1103.545 | 2 | 2.2 | 3.2 | 4.2 | 26880 | 9677.3458 | 9600 | 7602.6542 | 1344000 | 1596762.0534 | 528000 | 342119.44
316 | 1105.174 | 2 | 2.2 | 3.2 | 4.2 | 26880 | 9677.3458 | 9600 | 7602.6542 | 1344000 | 1596762.0534 | 528000 | 342119.44
318 | 1111.657 | 2 | 2.2 | 3.2 | 4.2 | 26880 | 9677.3458 | 9600 | 7602.6542 | 1344000 | 1596762.0534 | 528000 | 342119.44
320 | 1122.935 | 2 | 2.2 | 3.2 | 4.2 | 26880 | 9677.3458 | 9600 | 7602.6542 | 1344000 | 1596762.0534 | 528000 | 342119.44
322 | 1128.197 | 2 | 2 | 3 | 4 | 24000 | 8716.8147 | 9000 | 6283.1853 | 1200000 | 1438274.4243 | 495000 | 282743.3388
324 | 1132.561 | 2 | 2 | 3 | 4 | 24000 | 8716.8147 | 9000 | 6283.1853 | 1200000 | 1438274.4243 | 495000 | 282743.3388
326 | 1131.854 | 2 | 2 | 3 | 4 | 24000 | 8716.8147 | 9000 | 6283.1853 | 1200000 | 1438274.4243 | 495000 | 282743.3388
328 | 1133.338 | 2 | 2 | 3 | 4 | 24000 | 8716.8147 | 9000 | 6283.1853 | 1200000 | 1438274.4243 | 495000 | 282743.3388
330 | 1136.405 | 2 | 2 | 3 | 4 | 24000 | 8716.8147 | 9000 | 6283.1853 | 1200000 | 1438274.4243 | 495000 | 282743.3388
332 | 1128.709 | 2 | 2 | 3 | 4 | 24000 | 8716.8147 | 9000 | 6283.1853 | 1200000 | 1438274.4243 | 495000 | 282743.3388
334 | 1120.713 | 2 | 2 | 3 | 4 | 24000 | 8716.8147 | 9000 | 6283.1853 | 1200000 | 1438274.4243 | 495000 | 282743.3388
336 | 1115.226 | 2 | 2 | 3 | 4 | 24000 | 8716.8147 | 9000 | 6283.1853 | 1200000 | 1438274.4243 | 495000 | 282743.3388
338 | 1108.709 | 2 | 2 | 3 | 4 | 24000 | 8716.8147 | 9000 | 6283.1853 | 1200000 | 1438274.4243 | 495000 | 282743.3388
340 | 1102.499 | 2 | 2 | 3 | 4 | 24000 | 8716.8147 | 9000 | 6283.1853 | 1200000 | 1438274.4243 | 495000 | 282743.3388
342 | 1096.349 | 2 | 2 | 3 | 4 | 24000 | 8716.8147 | 9000 | 6283.1853 | 1200000 | 1438274.4243 | 495000 | 282743.3388
344 | 1090.39 | 2 | 2 | 3 | 4 | 24000 | 8716.8147 | 9000 | 6283.1853 | 1200000 | 1438274.4243 | 495000 | 282743.3388
346 | 1087.765 | 2 | 2 | 3 | 4 | 24000 | 8716.8147 | 9000 | 6283.1853 | 1200000 | 1438274.4243 | 495000 | 282743.3388
348 | 1084.661 | 2 | 2 | 3 | 4 | 24000 | 8716.8147 | 9000 | 6283.1853 | 1200000 | 1438274.4243 | 495000 | 282743.3388
350 | 1081.662 | 2 | 2 | 3 | 4 | 24000 | 8716.8147 | 9000 | 6283.1853 | 1200000 | 1438274.4243 | 495000 | 282743.3388
352 | 1076.872 | 2 | 2 | 3 | 4 | 24000 | 8716.8147 | 9000 | 6283.1853 | 1200000 | 1438274.4243 | 495000 | 282743.3388
354 | 1070.898 | 2 | 2 | 3 | 4 | 24000 | 8716.8147 | 9000 | 6283.1853 | 1200000 | 1438274.4243 | 495000 | 282743.3388
356 | 1065.018 | 2 | 1.8 | 2.8 | 3.8 | 21280 | 7790.6199 | 8400 | 5089.3801 | 1064000 | 1285452.2837 | 462000 | 229022.1044
358 | 1059.58 | 2 | 1.8 | 2.8 | 3.8 | 21280 | 7790.6199 | 8400 | 5089.3801 | 1064000 | 1285452.2837 | 462000 | 229022.1044
360 | 1055.284 | 2 | 1.8 | 2.8 | 3.8 | 21280 | 7790.6199 | 8400 | 5089.3801 | 1064000 | 1285452.2837 | 462000 | 229022.1044
362 | 1050.886 | 2 | 1.8 | 2.8 | 3.8 | 21280 | 7790.6199 | 8400 | 5089.3801 | 1064000 | 1285452.2837 | 462000 | 229022.1044
364 | 1052.647 | 2 | 1.8 | 2.8 | 3.8 | 21280 | 7790.6199 | 8400 | 5089.3801 | 1064000 | 1285452.2837 | 462000 | 229022.1044
366 | 1051.117 | 2 | 1.8 | 2.8 | 3.8 | 21280 | 7790.6199 | 8400 | 5089.3801 | 1064000 | 1285452.2837 | 462000 | 229022.1044
368 | 1048.266 | 2 | 1.8 | 2.8 | 3.8 | 21280 | 7790.6199 | 8400 | 5089.3801 | 1064000 | 1285452.2837 | 462000 | 229022.1044
370 | 1040.172 | 2 | 1.8 | 2.8 | 3.8 | 21280 | 7790.6199 | 8400 | 5089.3801 | 1064000 | 1285452.2837 | 462000 | 229022.1044
372 | 1033.483 | 2 | 1.8 | 2.8 | 3.8 | 21280 | 7790.6199 | 8400 | 5089.3801 | 1064000 | 1285452.2837 | 462000 | 229022.1044
374 | 1030.95 | 2 | 1.8 | 2.8 | 3.8 | 21280 | 7790.6199 | 8400 | 5089.3801 | 1064000 | 1285452.2837 | 462000 | 229022.1044
376 | 1032.263 | 2 | 1.8 | 2.8 | 3.8 | 21280 | 7790.6199 | 8400 | 5089.3801 | 1064000 | 1285452.2837 | 462000 | 229022.1044
378 | 1031.391 | 2 | 1.8 | 2.8 | 3.8 | 21280 | 7790.6199 | 8400 | 5089.3801 | 1064000 | 1285452.2837 | 462000 | 229022.1044
380 | 1025.791 | 2 | 1.8 | 2.8 | 3.8 | 21280 | 7790.6199 | 8400 | 5089.3801 | 1064000 | 1285452.2837 | 462000 | 229022.1044
382 | 1020.911 | 2 | 1.8 | 2.8 | 3.8 | 21280 | 7790.6199 | 8400 | 5089.3801 | 1064000 | 1285452.2837 | 462000 | 229022.1044
384 | 1015.65 | 2 | 1.8 | 2.8 | 3.8 | 21280 | 7790.6199 | 8400 | 5089.3801 | 1064000 | 1285452.2837 | 462000 | 229022.1044
386 | 1012.139 | 2 | 1.8 | 2.8 | 3.8 | 21280 | 7790.6199 | 8400 | 5089.3801 | 1064000 | 1285452.2837 | 462000 | 229022.1044
388 | 1010.472 | 2 | 1.8 | 2.8 | 3.8 | 21280 | 7790.6199 | 8400 | 5089.3801 | 1064000 | 1285452.2837 | 462000 | 229022.1044
390 | 1005.401 | 2 | 1.8 | 2.8 | 3.8 | 21280 | 7790.6199 | 8400 | 5089.3801 | 1064000 | 1285452.2837 | 462000 | 229022.1044
392 | 996.666 | 2 | 1.8 | 2.8 | 3.8 | 21280 | 7790.6199 | 8400 | 5089.3801 | 1064000 | 1285452.2837 | 462000 | 229022.1044
394 | 991.35 | 2 | 1.8 | 2.8 | 3.8 | 21280 | 7790.6199 | 8400 | 5089.3801 | 1064000 | 1285452.2837 | 462000 | 229022.1044
396 | 990.486 | 2 | 1.8 | 2.8 | 3.8 | 21280 | 7790.6199 | 8400 | 5089.3801 | 1064000 | 1285452.2837 | 462000 | 229022.1044
398 | 992.761 | 2 | 1.8 | 2.8 | 3.8 | 21280 | 7790.6199 | 8400 | 5089.3801 | 1064000 | 1285452.2837 | 462000 | 229022.1044
400 | 999.077 | 2 | 1.8 | 2.8 | 3.8 | 21280 | 7790.6199 | 8400 | 5089.3801 | 1064000 | 1285452.2837 | 462000 | 229022.1044
402 | 1001.8 | 2 | 1.8 | 2.8 | 3.8 | 21280 | 7790.6199 | 8400 | 5089.3801 | 1064000 | 1285452.2837 | 462000 | 229022.1044
404 | 1002.224 | 2 | 1.8 | 2.8 | 3.8 | 21280 | 7790.6199 | 8400 | 5089.3801 | 1064000 | 1285452.2837 | 462000 | 229022.1044
406 | 1002.003 | 2 | 1.8 | 2.8 | 3.8 | 21280 | 7790.6199 | 8400 | 5089.3801 | 1064000 | 1285452.2837 | 462000 | 229022.1044
408 | 1003.596 | 2 | 1.8 | 2.8 | 3.8 | 21280 | 7790.6199 | 8400 | 5089.3801 | 1064000 | 1285452.2837 | 462000 | 229022.1044
410 | 994.111 | 2 | 1.8 | 2.8 | 3.8 | 21280 | 7790.6199 | 8400 | 5089.3801 | 1064000 | 1285452.2837 | 462000 | 229022.1044
412 | 983.925 | 2 | 1.8 | 2.8 | 3.8 | 21280 | 7790.6199 | 8400 | 5089.3801 | 1064000 | 1285452.2837 | 462000 | 229022.1044
414 | 972.347 | 2 | 1.8 | 2.8 | 3.8 | 21280 | 7790.6199 | 8400 | 5089.3801 | 1064000 | 1285452.2837 | 462000 | 229022.1044
416 | 963.901 | 2 | 1.8 | 2.8 | 3.8 | 21280 | 7790.6199 | 8400 | 5089.3801 | 1064000 | 1285452.2837 | 462000 | 229022.1044
418 | 963.258 | 2 | 1.8 | 2.8 | 3.8 | 21280 | 7790.6199 | 8400 | 5089.3801 | 1064000 | 1285452.2837 | 462000 | 229022.1044
420 | 965.836 | 2 | 1.8 | 2.8 | 3.8 | 21280 | 7790.6199 | 8400 | 5089.3801 | 1064000 | 1285452.2837 | 462000 | 229022.1044
422 | 966.309 | 2 | 1.8 | 2.8 | 3.8 | 21280 | 7790.6199 | 8400 | 5089.3801 | 1064000 | 1285452.2837 | 462000 | 229022.1044
424 | 972.884 | 2 | 1.8 | 2.8 | 3.8 | 21280 | 7790.6199 | 8400 | 5089.3801 | 1064000 | 1285452.2837 | 462000 | 229022.1044
426 | 983.972 | 2 | 1.8 | 2.8 | 3.8 | 21280 | 7790.6199 | 8400 | 5089.3801 | 1064000 | 1285452.2837 | 462000 | 229022.1044
428 | 994.096 | 2 | 1.8 | 2.8 | 3.8 | 21280 | 7790.6199 | 8400 | 5089.3801 | 1064000 | 1285452.2837 | 462000 | 229022.1044
430 | 991.695 | 2 | 1.8 | 2.8 | 3.8 | 21280 | 7790.6199 | 8400 | 5089.3801 | 1064000 | 1285452.2837 | 462000 | 229022.1044
432 | 984.933 | 2 | 1.8 | 2.8 | 3.8 | 21280 | 7790.6199 | 8400 | 5089.3801 | 1064000 | 1285452.2837 | 462000 | 229022.1044
434 | 978.185 | 2 | 1.8 | 2.8 | 3.8 | 21280 | 7790.6199 | 8400 | 5089.3801 | 1064000 | 1285452.2837 | 462000 | 229022.1044
436 | 972.686 | 2 | 1.8 | 2.8 | 3.8 | 21280 | 7790.6199 | 8400 | 5089.3801 | 1064000 | 1285452.2837 | 462000 | 229022.1044
438 | 966.824 | 2 | 1.8 | 2.8 | 3.8 | 21280 | 7790.6199 | 8400 | 5089.3801 | 1064000 | 1285452.2837 | 462000 | 229022.1044
440 | 960.902 | 2 | 1.8 | 2.8 | 3.8 | 21280 | 7790.6199 | 8400 | 5089.3801 | 1064000 | 1285452.2837 | 462000 | 229022.1044
442 | 952.924 | 2 | 1.8 | 2.8 | 3.8 | 21280 | 7790.6199 | 8400 | 5089.3801 | 1064000 | 1285452.2837 | 462000 | 229022.1044
444 | 945.683 | 2 | 1.8 | 2.8 | 3.8 | 21280 | 7790.6199 | 8400 | 5089.3801 | 1064000 | 1285452.2837 | 462000 | 229022.1044
446 | 941.042 | 2 | 1.8 | 2.8 | 3.8 | 21280 | 7790.6199 | 8400 | 5089.3801 | 1064000 | 1285452.2837 | 462000 | 229022.1044
448 | 937.104 | 2 | 1.8 | 2.8 | 3.8 | 21280 | 7790.6199 | 8400 | 5089.3801 | 1064000 | 1285452.2837 | 462000 | 229022.1044
450 | 939.943 | 2 | 1.8 | 2.8 | 3.8 | 21280 | 7790.6199 | 8400 | 5089.3801 | 1064000 | 1285452.2837 | 462000 | 229022.1044
452 | 944.776 | 2 | 1.8 | 2.8 | 3.8 | 21280 | 7790.6199 | 8400 | 5089.3801 | 1064000 | 1285452.2837 | 462000 | 229022.1044
454 | 947.762 | 2 | 1.8 | 2.8 | 3.8 | 21280 | 7790.6199 | 8400 | 5089.3801 | 1064000 | 1285452.2837 | 462000 | 229022.1044
456 | 952.649 | 2 | 1.8 | 2.8 | 3.8 | 21280 | 7790.6199 | 8400 | 5089.3801 | 1064000 | 1285452.2837 | 462000 | 229022.1044
458 | 954.554 | 2 | 1.8 | 2.8 | 3.8 | 21280 | 7790.6199 | 8400 | 5089.3801 | 1064000 | 1285452.2837 | 462000 | 229022.1044
460 | 952.37 | 2 | 1.8 | 2.8 | 3.8 | 21280 | 7790.6199 | 8400 | 5089.3801 | 1064000 | 1285452.2837 | 462000 | 229022.1044
462 | 947.552 | 2 | 1.8 | 2.8 | 3.8 | 21280 | 7790.6199 | 8400 | 5089.3801 | 1064000 | 1285452.2837 | 462000 | 229022.1044
464 | 941.898 | 2 | 1.8 | 2.8 | 3.8 | 21280 | 7790.6199 | 8400 | 5089.3801 | 1064000 | 1285452.2837 | 462000 | 229022.1044
466 | 940.521 | 2 | 1.8 | 2.8 | 3.8 | 21280 | 7790.6199 | 8400 | 5089.3801 | 1064000 | 1285452.2837 | 462000 | 229022.1044
468 | 939.702 | 2 | 1.8 | 2.8 | 3.8 | 21280 | 7790.6199 | 8400 | 5089.3801 | 1064000 | 1285452.2837 | 462000 | 229022.1044
470 | 937.147 | 2 | 1.8 | 2.8 | 3.8 | 21280 | 7790.6199 | 8400 | 5089.3801 | 1064000 | 1285452.2837 | 462000 | 229022.1044
472 | 933.872 | 2 | 1.8 | 2.8 | 3.8 | 21280 | 7790.6199 | 8400 | 5089.3801 | 1064000 | 1285452.2837 | 462000 | 229022.1044
474 | 933.184 | 2 | 1.8 | 2.8 | 3.8 | 21280 | 7790.6199 | 8400 | 5089.3801 | 1064000 | 1285452.2837 | 462000 | 229022.1044
476 | 939.292 | 2 | 1.8 | 2.8 | 3.8 | 21280 | 7790.6199 | 8400 | 5089.3801 | 1064000 | 1285452.2837 | 462000 | 229022.1044
478 | 944.619 | 2 | 1.8 | 2.8 | 3.8 | 21280 | 7790.6199 | 8400 | 5089.3801 | 1064000 | 1285452.2837 | 462000 | 229022.1044
480 | 954.023 | 2 | 1.8 | 2.8 | 3.8 | 21280 | 7790.6199 | 8400 | 5089.3801 | 1064000 | 1285452.2837 | 462000 | 229022.1044
482 | 968.263 | 2 | 1.8 | 2.8 | 3.8 | 21280 | 7790.6199 | 8400 | 5089.3801 | 1064000 | 1285452.2837 | 462000 | 229022.1044
484 | 970.384 | 2 | 1.8 | 2.8 | 3.8 | 21280 | 7790.6199 | 8400 | 5089.3801 | 1064000 | 1285452.2837 | 462000 | 229022.1044
486 | 964.636 | 2 | 1.8 | 2.8 | 3.8 | 21280 | 7790.6199 | 8400 | 5089.3801 | 1064000 | 1285452.2837 | 462000 | 229022.1044
488 | 956.631 | 2 | 1.8 | 2.8 | 3.8 | 21280 | 7790.6199 | 8400 | 5089.3801 | 1064000 | 1285452.2837 | 462000 | 229022.1044
490 | 947.426 | 2 | 1.8 | 2.8 | 3.8 | 21280 | 7790.6199 | 8400 | 5089.3801 | 1064000 | 1285452.2837 | 462000 | 229022.1044
492 | 941.72 | 2 | 1.8 | 2.8 | 3.8 | 21280 | 7790.6199 | 8400 | 5089.3801 | 1064000 | 1285452.2837 | 462000 | 229022.1044
494 | 935.985 | 2 | 1.8 | 2.8 | 3.8 | 21280 | 7790.6199 | 8400 | 5089.3801 | 1064000 | 1285452.2837 | 462000 | 229022.1044
496 | 930.475 | 2 | 1.8 | 2.8 | 3.8 | 21280 | 7790.6199 | 8400 | 5089.3801 | 1064000 | 1285452.2837 | 462000 | 229022.1044
498 | 927.611 | 2 | 1.8 | 2.8 | 3.8 | 21280 | 7790.6199 | 8400 | 5089.3801 | 1064000 | 1285452.2837 | 462000 | 229022.1044
500 | 931.256 | 2 | 1.8 | 2.8 | 3.8 | 21280 | 7790.6199 | 8400 | 5089.3801 | 1064000 | 1285452.2837 | 462000 | 229022.1044
502 | 920.044 | 2 | 1.8 | 2.8 | 3.8 | 21280 | 7790.6199 | 8400 | 5089.3801 | 1064000 | 1285452.2837 | 462000 | 229022.1044
504 | 911.78 | 2 | 1.5 | 2.5 | 3.5 | 17500 | 6465.7083 | 7500 | 3534.2917 | 875000 | 1066841.8637 | 412500 | 159043.1281
506 | 907.989 | 2 | 1.5 | 2.5 | 3.5 | 17500 | 6465.7083 | 7500 | 3534.2917 | 875000 | 1066841.8637 | 412500 | 159043.1281
508 | 907.289 | 2 | 1.5 | 2.5 | 3.5 | 17500 | 6465.7083 | 7500 | 3534.2917 | 875000 | 1066841.8637 | 412500 | 159043.1281
510 | 900.577 | 2 | 1.5 | 2.5 | 3.5 | 17500 | 6465.7083 | 7500 | 3534.2917 | 875000 | 1066841.8637 | 412500 | 159043.1281
512 | 902.112 | 2 | 1.5 | 2.5 | 3.5 | 17500 | 6465.7083 | 7500 | 3534.2917 | 875000 | 1066841.8637 | 412500 | 159043.1281
514 | 900.179 | 2 | 1.5 | 2.5 | 3.5 | 17500 | 6465.7083 | 7500 | 3534.2917 | 875000 | 1066841.8637 | 412500 | 159043.1281
516 | 903.811 | 2 | 1.5 | 2.5 | 3.5 | 17500 | 6465.7083 | 7500 | 3534.2917 | 875000 | 1066841.8637 | 412500 | 159043.1281
518 | 910.027 | 2 | 1.5 | 2.5 | 3.5 | 17500 | 6465.7083 | 7500 | 3534.2917 | 875000 | 1066841.8637 | 412500 | 159043.1281
520 | 911.131 | 2 | 1.5 | 2.5 | 3.5 | 17500 | 6465.7083 | 7500 | 3534.2917 | 875000 | 1066841.8637 | 412500 | 159043.1281

## Maintenance Costs
Option 1A Maintenance Costs
Item | Percentage Per Annum | Cost R/year
Civil | 0.5% | 39211730.057
Mechanical & Electrical | 4% | 19383555.0593
Total |  | 58595285.1163
Option 1A Maintenance Costs (Pula)
Item | Percentage Per Annum | Cost P/year
Civil | 0.5% | 35647027.3246
Mechanical & Electrical | 4% | 17621413.6903
Total |  | 53268441.0148

## Capital Costs
Option 1A Capital Costs
Pipe Cost | 7842346011.4055
Pipe Laying and Joining | 1568469202.2811
Pipe Trench Excavation & Back Fill | 911618029.072
Air Valve, Scour Valve & Isolating Cost | 400740000
Pump Station Cost PS 1 | 83848876.482
Option 1A Capital Costs
Pipe Cost | 7129405464.9141
Pipe Laying and Joining | 1425881092.9828
Pipe Trench Excavation & Back Fill | 828743662.7927
Air Valve, Scour Valve & Isolating Cost | 364309090.9091
Pump Station Cost PS 1 | 76226251.3473

## Pumping Costs Calculation
Option 1 APumping Costs Calculations
Pipeline Details |  |  |  | New Pipe Flow Equation |  |  | Average Pipe Flow Equation |  |  | Old Pipe Flow Equation |  |  | Biofilm Pipe Flow Equation
Chainage (km) | Elevation (m) | Section Length (km) | Diameter (m) | λ | Friction Component | Secondary Loss Component | λ | Friction Component | Secondary Loss Component | λ | Friction Component | Secondary Loss Component | λ | Friction Component | Secondary Loss Component
2 | 1069.018 | 0 | 2.2 | 0.008468 | 0 | 0 | 0.0094904 | 0 | 0 | 0.011153 | 0 | 0 | 0.014105 | 0 | 0
4 | 1067.321 | 2 | 2.2 | 0.008468 | 0.027153 | 0.0020349 | 0.0094904 | 0.030432 | 0.0020349 | 0.011153 | 0.035762 | 0.0020349 | 0.014105 | 0.045227 | 0.0020349
6 | 1064.035 | 2 | 2.2 | 0.008468 | 0.027153 | 0.0020349 | 0.0094904 | 0.030432 | 0.0020349 | 0.011153 | 0.035762 | 0.0020349 | 0.014105 | 0.045227 | 0.0020349
8 | 1063.832 | 2 | 2.2 | 0.008468 | 0.027153 | 0.0020349 | 0.0094904 | 0.030432 | 0.0020349 | 0.011153 | 0.035762 | 0.0020349 | 0.014105 | 0.045227 | 0.0020349
10 | 1067.893 | 2 | 2.2 | 0.008468 | 0.027153 | 0.0020349 | 0.0094904 | 0.030432 | 0.0020349 | 0.011153 | 0.035762 | 0.0020349 | 0.014105 | 0.045227 | 0.0020349
12 | 1075.133 | 2 | 2.2 | 0.008468 | 0.027153 | 0.0020349 | 0.0094904 | 0.030432 | 0.0020349 | 0.011153 | 0.035762 | 0.0020349 | 0.014105 | 0.045227 | 0.0020349
14 | 1082.768 | 2 | 2.2 | 0.008468 | 0.027153 | 0.0020349 | 0.0094904 | 0.030432 | 0.0020349 | 0.011153 | 0.035762 | 0.0020349 | 0.014105 | 0.045227 | 0.0020349
16 | 1089.726 | 2 | 2.2 | 0.008468 | 0.027153 | 0.0020349 | 0.0094904 | 0.030432 | 0.0020349 | 0.011153 | 0.035762 | 0.0020349 | 0.014105 | 0.045227 | 0.0020349
18 | 1094.131 | 2 | 2.2 | 0.008468 | 0.027153 | 0.0020349 | 0.0094904 | 0.030432 | 0.0020349 | 0.011153 | 0.035762 | 0.0020349 | 0.014105 | 0.045227 | 0.0020349
20 | 1097.897 | 2 | 2.2 | 0.008468 | 0.027153 | 0.0020349 | 0.0094904 | 0.030432 | 0.0020349 | 0.011153 | 0.035762 | 0.0020349 | 0.014105 | 0.045227 | 0.0020349
22 | 1101.67 | 2 | 2.2 | 0.008468 | 0.027153 | 0.0020349 | 0.0094904 | 0.030432 | 0.0020349 | 0.011153 | 0.035762 | 0.0020349 | 0.014105 | 0.045227 | 0.0020349
24 | 1095.952 | 2 | 2.2 | 0.008468 | 0.027153 | 0.0020349 | 0.0094904 | 0.030432 | 0.0020349 | 0.011153 | 0.035762 | 0.0020349 | 0.014105 | 0.045227 | 0.0020349
26 | 1090.107 | 2 | 2.2 | 0.008468 | 0.027153 | 0.0020349 | 0.0094904 | 0.030432 | 0.0020349 | 0.011153 | 0.035762 | 0.0020349 | 0.014105 | 0.045227 | 0.0020349
28 | 1085.781 | 2 | 2.2 | 0.008468 | 0.027153 | 0.0020349 | 0.0094904 | 0.030432 | 0.0020349 | 0.011153 | 0.035762 | 0.0020349 | 0.014105 | 0.045227 | 0.0020349
30 | 1081.89 | 2 | 2.2 | 0.008468 | 0.027153 | 0.0020349 | 0.0094904 | 0.030432 | 0.0020349 | 0.011153 | 0.035762 | 0.0020349 | 0.014105 | 0.045227 | 0.0020349
32 | 1077.937 | 2 | 2.2 | 0.008468 | 0.027153 | 0.0020349 | 0.0094904 | 0.030432 | 0.0020349 | 0.011153 | 0.035762 | 0.0020349 | 0.014105 | 0.045227 | 0.0020349
34 | 1074.89 | 2 | 2.2 | 0.008468 | 0.027153 | 0.0020349 | 0.0094904 | 0.030432 | 0.0020349 | 0.011153 | 0.035762 | 0.0020349 | 0.014105 | 0.045227 | 0.0020349
36 | 1071.114 | 2 | 2.2 | 0.008468 | 0.027153 | 0.0020349 | 0.0094904 | 0.030432 | 0.0020349 | 0.011153 | 0.035762 | 0.0020349 | 0.014105 | 0.045227 | 0.0020349
38 | 1065.311 | 2 | 2.2 | 0.008468 | 0.027153 | 0.0020349 | 0.0094904 | 0.030432 | 0.0020349 | 0.011153 | 0.035762 | 0.0020349 | 0.014105 | 0.045227 | 0.0020349
40 | 1059.051 | 2 | 2.2 | 0.008468 | 0.027153 | 0.0020349 | 0.0094904 | 0.030432 | 0.0020349 | 0.011153 | 0.035762 | 0.0020349 | 0.014105 | 0.045227 | 0.0020349
42 | 1054.28 | 2 | 2.2 | 0.008468 | 0.027153 | 0.0020349 | 0.0094904 | 0.030432 | 0.0020349 | 0.011153 | 0.035762 | 0.0020349 | 0.014105 | 0.045227 | 0.0020349
44 | 1053.871 | 2 | 2.2 | 0.008468 | 0.027153 | 0.0020349 | 0.0094904 | 0.030432 | 0.0020349 | 0.011153 | 0.035762 | 0.0020349 | 0.014105 | 0.045227 | 0.0020349
46 | 1050.42 | 2 | 2.2 | 0.008468 | 0.027153 | 0.0020349 | 0.0094904 | 0.030432 | 0.0020349 | 0.011153 | 0.035762 | 0.0020349 | 0.014105 | 0.045227 | 0.0020349
48 | 1052.704 | 2 | 2.2 | 0.008468 | 0.027153 | 0.0020349 | 0.0094904 | 0.030432 | 0.0020349 | 0.011153 | 0.035762 | 0.0020349 | 0.014105 | 0.045227 | 0.0020349
50 | 1056.355 | 2 | 2.2 | 0.008468 | 0.027153 | 0.0020349 | 0.0094904 | 0.030432 | 0.0020349 | 0.011153 | 0.035762 | 0.0020349 | 0.014105 | 0.045227 | 0.0020349
52 | 1058.466 | 2 | 2.2 | 0.008468 | 0.027153 | 0.0020349 | 0.0094904 | 0.030432 | 0.0020349 | 0.011153 | 0.035762 | 0.0020349 | 0.014105 | 0.045227 | 0.0020349
54 | 1055.99 | 2 | 2.2 | 0.008468 | 0.027153 | 0.0020349 | 0.0094904 | 0.030432 | 0.0020349 | 0.011153 | 0.035762 | 0.0020349 | 0.014105 | 0.045227 | 0.0020349
56 | 1055.66 | 2 | 2.2 | 0.008468 | 0.027153 | 0.0020349 | 0.0094904 | 0.030432 | 0.0020349 | 0.011153 | 0.035762 | 0.0020349 | 0.014105 | 0.045227 | 0.0020349
58 | 1056.404 | 2 | 2.2 | 0.008468 | 0.027153 | 0.0020349 | 0.0094904 | 0.030432 | 0.0020349 | 0.011153 | 0.035762 | 0.0020349 | 0.014105 | 0.045227 | 0.0020349
60 | 1056.841 | 2 | 2.2 | 0.008468 | 0.027153 | 0.0020349 | 0.0094904 | 0.030432 | 0.0020349 | 0.011153 | 0.035762 | 0.0020349 | 0.014105 | 0.045227 | 0.0020349
62 | 1056.377 | 2 | 2.2 | 0.008468 | 0.027153 | 0.0020349 | 0.0094904 | 0.030432 | 0.0020349 | 0.011153 | 0.035762 | 0.0020349 | 0.014105 | 0.045227 | 0.0020349
64 | 1052.503 | 2 | 2.2 | 0.008468 | 0.027153 | 0.0020349 | 0.0094904 | 0.030432 | 0.0020349 | 0.011153 | 0.035762 | 0.0020349 | 0.014105 | 0.045227 | 0.0020349
66 | 1046.022 | 2 | 2.2 | 0.008468 | 0.027153 | 0.0020349 | 0.0094904 | 0.030432 | 0.0020349 | 0.011153 | 0.035762 | 0.0020349 | 0.014105 | 0.045227 | 0.0020349
68 | 1036.575 | 2 | 2.2 | 0.008468 | 0.027153 | 0.0020349 | 0.0094904 | 0.030432 | 0.0020349 | 0.011153 | 0.035762 | 0.0020349 | 0.014105 | 0.045227 | 0.0020349
70 | 1031.818 | 2 | 2.2 | 0.008468 | 0.027153 | 0.0020349 | 0.0094904 | 0.030432 | 0.0020349 | 0.011153 | 0.035762 | 0.0020349 | 0.014105 | 0.045227 | 0.0020349
72 | 1027.675 | 2 | 2.2 | 0.008468 | 0.027153 | 0.0020349 | 0.0094904 | 0.030432 | 0.0020349 | 0.011153 | 0.035762 | 0.0020349 | 0.014105 | 0.045227 | 0.0020349
74 | 1023.844 | 2 | 2.2 | 0.008468 | 0.027153 | 0.0020349 | 0.0094904 | 0.030432 | 0.0020349 | 0.011153 | 0.035762 | 0.0020349 | 0.014105 | 0.045227 | 0.0020349
76 | 1020.888 | 2 | 2.2 | 0.008468 | 0.027153 | 0.0020349 | 0.0094904 | 0.030432 | 0.0020349 | 0.011153 | 0.035762 | 0.0020349 | 0.014105 | 0.045227 | 0.0020349
78 | 1023.648 | 2 | 2.2 | 0.008468 | 0.027153 | 0.0020349 | 0.0094904 | 0.030432 | 0.0020349 | 0.011153 | 0.035762 | 0.0020349 | 0.014105 | 0.045227 | 0.0020349
80 | 1027.566 | 2 | 2.2 | 0.008468 | 0.027153 | 0.0020349 | 0.0094904 | 0.030432 | 0.0020349 | 0.011153 | 0.035762 | 0.0020349 | 0.014105 | 0.045227 | 0.0020349
82 | 1032.371 | 2 | 2.2 | 0.008468 | 0.027153 | 0.0020349 | 0.0094904 | 0.030432 | 0.0020349 | 0.011153 | 0.035762 | 0.0020349 | 0.014105 | 0.045227 | 0.0020349
84 | 1034.983 | 2 | 2.2 | 0.008468 | 0.027153 | 0.0020349 | 0.0094904 | 0.030432 | 0.0020349 | 0.011153 | 0.035762 | 0.0020349 | 0.014105 | 0.045227 | 0.0020349
86 | 1033.213 | 2 | 2.2 | 0.008468 | 0.027153 | 0.0020349 | 0.0094904 | 0.030432 | 0.0020349 | 0.011153 | 0.035762 | 0.0020349 | 0.014105 | 0.045227 | 0.0020349
88 | 1031.188 | 2 | 2.2 | 0.008468 | 0.027153 | 0.0020349 | 0.0094904 | 0.030432 | 0.0020349 | 0.011153 | 0.035762 | 0.0020349 | 0.014105 | 0.045227 | 0.0020349
90 | 1029.08 | 2 | 2.2 | 0.008468 | 0.027153 | 0.0020349 | 0.0094904 | 0.030432 | 0.0020349 | 0.011153 | 0.035762 | 0.0020349 | 0.014105 | 0.045227 | 0.0020349
92 | 1026.322 | 2 | 2.2 | 0.008468 | 0.027153 | 0.0020349 | 0.0094904 | 0.030432 | 0.0020349 | 0.011153 | 0.035762 | 0.0020349 | 0.014105 | 0.045227 | 0.0020349
94 | 1023.207 | 2 | 2.2 | 0.008468 | 0.027153 | 0.0020349 | 0.0094904 | 0.030432 | 0.0020349 | 0.011153 | 0.035762 | 0.0020349 | 0.014105 | 0.045227 | 0.0020349
96 | 1021.503 | 2 | 2.2 | 0.008468 | 0.027153 | 0.0020349 | 0.0094904 | 0.030432 | 0.0020349 | 0.011153 | 0.035762 | 0.0020349 | 0.014105 | 0.045227 | 0.0020349
98 | 1019.765 | 2 | 2.2 | 0.008468 | 0.027153 | 0.0020349 | 0.0094904 | 0.030432 | 0.0020349 | 0.011153 | 0.035762 | 0.0020349 | 0.014105 | 0.045227 | 0.0020349
100 | 1018.493 | 2 | 2.2 | 0.008468 | 0.027153 | 0.0020349 | 0.0094904 | 0.030432 | 0.0020349 | 0.011153 | 0.035762 | 0.0020349 | 0.014105 | 0.045227 | 0.0020349
102 | 1016.444 | 2 | 2.2 | 0.008468 | 0.027153 | 0.0020349 | 0.0094904 | 0.030432 | 0.0020349 | 0.011153 | 0.035762 | 0.0020349 | 0.014105 | 0.045227 | 0.0020349
104 | 1013.288 | 2 | 2.2 | 0.008468 | 0.027153 | 0.0020349 | 0.0094904 | 0.030432 | 0.0020349 | 0.011153 | 0.035762 | 0.0020349 | 0.014105 | 0.045227 | 0.0020349
106 | 1007.843 | 2 | 2.2 | 0.008468 | 0.027153 | 0.0020349 | 0.0094904 | 0.030432 | 0.0020349 | 0.011153 | 0.035762 | 0.0020349 | 0.014105 | 0.045227 | 0.0020349
108 | 1001.282 | 2 | 2.2 | 0.008468 | 0.027153 | 0.0020349 | 0.0094904 | 0.030432 | 0.0020349 | 0.011153 | 0.035762 | 0.0020349 | 0.014105 | 0.045227 | 0.0020349
110 | 996.609 | 2 | 2.2 | 0.008468 | 0.027153 | 0.0020349 | 0.0094904 | 0.030432 | 0.0020349 | 0.011153 | 0.035762 | 0.0020349 | 0.014105 | 0.045227 | 0.0020349
112 | 992.999 | 2 | 2.2 | 0.008468 | 0.027153 | 0.0020349 | 0.0094904 | 0.030432 | 0.0020349 | 0.011153 | 0.035762 | 0.0020349 | 0.014105 | 0.045227 | 0.0020349
114 | 993.639 | 2 | 2.2 | 0.008468 | 0.027153 | 0.0020349 | 0.0094904 | 0.030432 | 0.0020349 | 0.011153 | 0.035762 | 0.0020349 | 0.014105 | 0.045227 | 0.0020349
116 | 994.611 | 2 | 2.2 | 0.008468 | 0.027153 | 0.0020349 | 0.0094904 | 0.030432 | 0.0020349 | 0.011153 | 0.035762 | 0.0020349 | 0.014105 | 0.045227 | 0.0020349
118 | 995.751 | 2 | 2.2 | 0.008468 | 0.027153 | 0.0020349 | 0.0094904 | 0.030432 | 0.0020349 | 0.011153 | 0.035762 | 0.0020349 | 0.014105 | 0.045227 | 0.0020349
120 | 996.479 | 2 | 2.2 | 0.008468 | 0.027153 | 0.0020349 | 0.0094904 | 0.030432 | 0.0020349 | 0.011153 | 0.035762 | 0.0020349 | 0.014105 | 0.045227 | 0.0020349
122 | 996.147 | 2 | 2.2 | 0.008468 | 0.027153 | 0.0020349 | 0.0094904 | 0.030432 | 0.0020349 | 0.011153 | 0.035762 | 0.0020349 | 0.014105 | 0.045227 | 0.0020349
124 | 992.094 | 2 | 2.2 | 0.008468 | 0.027153 | 0.0020349 | 0.0094904 | 0.030432 | 0.0020349 | 0.011153 | 0.035762 | 0.0020349 | 0.014105 | 0.045227 | 0.0020349
126 | 985.623 | 2 | 2.2 | 0.008468 | 0.027153 | 0.0020349 | 0.0094904 | 0.030432 | 0.0020349 | 0.011153 | 0.035762 | 0.0020349 | 0.014105 | 0.045227 | 0.0020349
128 | 977.759 | 2 | 2.2 | 0.008468 | 0.027153 | 0.0020349 | 0.0094904 | 0.030432 | 0.0020349 | 0.011153 | 0.035762 | 0.0020349 | 0.014105 | 0.045227 | 0.0020349
130 | 969.772 | 2 | 2.2 | 0.008468 | 0.027153 | 0.0020349 | 0.0094904 | 0.030432 | 0.0020349 | 0.011153 | 0.035762 | 0.0020349 | 0.014105 | 0.045227 | 0.0020349
132 | 981.785 | 2 | 2.2 | 0.008468 | 0.027153 | 0.0020349 | 0.0094904 | 0.030432 | 0.0020349 | 0.011153 | 0.035762 | 0.0020349 | 0.014105 | 0.045227 | 0.0020349
134 | 991.458 | 2 | 2.2 | 0.008468 | 0.027153 | 0.0020349 | 0.0094904 | 0.030432 | 0.0020349 | 0.011153 | 0.035762 | 0.0020349 | 0.014105 | 0.045227 | 0.0020349
136 | 987.77 | 2 | 2.2 | 0.008468 | 0.027153 | 0.0020349 | 0.0094904 | 0.030432 | 0.0020349 | 0.011153 | 0.035762 | 0.0020349 | 0.014105 | 0.045227 | 0.0020349
138 | 982.725 | 2 | 2.2 | 0.008468 | 0.027153 | 0.0020349 | 0.0094904 | 0.030432 | 0.0020349 | 0.011153 | 0.035762 | 0.0020349 | 0.014105 | 0.045227 | 0.0020349
140 | 977.559 | 2 | 2.2 | 0.008468 | 0.027153 | 0.0020349 | 0.0094904 | 0.030432 | 0.0020349 | 0.011153 | 0.035762 | 0.0020349 | 0.014105 | 0.045227 | 0.0020349
142 | 975.289 | 2 | 2.2 | 0.008468 | 0.027153 | 0.0020349 | 0.0094904 | 0.030432 | 0.0020349 | 0.011153 | 0.035762 | 0.0020349 | 0.014105 | 0.045227 | 0.0020349
144 | 973.968 | 2 | 2.2 | 0.008468 | 0.027153 | 0.0020349 | 0.0094904 | 0.030432 | 0.0020349 | 0.011153 | 0.035762 | 0.0020349 | 0.014105 | 0.045227 | 0.0020349
146 | 962.473 | 2 | 2.2 | 0.008468 | 0.027153 | 0.0020349 | 0.0094904 | 0.030432 | 0.0020349 | 0.011153 | 0.035762 | 0.0020349 | 0.014105 | 0.045227 | 0.0020349
148 | 951.285 | 2 | 2.2 | 0.008468 | 0.027153 | 0.0020349 | 0.0094904 | 0.030432 | 0.0020349 | 0.011153 | 0.035762 | 0.0020349 | 0.014105 | 0.045227 | 0.0020349
150 | 948.174 | 2 | 2.2 | 0.008468 | 0.027153 | 0.0020349 | 0.0094904 | 0.030432 | 0.0020349 | 0.011153 | 0.035762 | 0.0020349 | 0.014105 | 0.045227 | 0.0020349
152 | 944.641 | 2 | 2.2 | 0.008468 | 0.027153 | 0.0020349 | 0.0094904 | 0.030432 | 0.0020349 | 0.011153 | 0.035762 | 0.0020349 | 0.014105 | 0.045227 | 0.0020349
154 | 941.566 | 2 | 2.2 | 0.008468 | 0.027153 | 0.0020349 | 0.0094904 | 0.030432 | 0.0020349 | 0.011153 | 0.035762 | 0.0020349 | 0.014105 | 0.045227 | 0.0020349
156 | 940.942 | 2 | 2.2 | 0.008468 | 0.027153 | 0.0020349 | 0.0094904 | 0.030432 | 0.0020349 | 0.011153 | 0.035762 | 0.0020349 | 0.014105 | 0.045227 | 0.0020349
158 | 939.726 | 2 | 2.2 | 0.008468 | 0.027153 | 0.0020349 | 0.0094904 | 0.030432 | 0.0020349 | 0.011153 | 0.035762 | 0.0020349 | 0.014105 | 0.045227 | 0.0020349
160 | 936.738 | 2 | 2.2 | 0.008468 | 0.027153 | 0.0020349 | 0.0094904 | 0.030432 | 0.0020349 | 0.011153 | 0.035762 | 0.0020349 | 0.014105 | 0.045227 | 0.0020349
162 | 933.65 | 2 | 2.2 | 0.008468 | 0.027153 | 0.0020349 | 0.0094904 | 0.030432 | 0.0020349 | 0.011153 | 0.035762 | 0.0020349 | 0.014105 | 0.045227 | 0.0020349
164 | 932.745 | 2 | 2.2 | 0.008468 | 0.027153 | 0.0020349 | 0.0094904 | 0.030432 | 0.0020349 | 0.011153 | 0.035762 | 0.0020349 | 0.014105 | 0.045227 | 0.0020349
166 | 931.696 | 2 | 2.2 | 0.008468 | 0.027153 | 0.0020349 | 0.0094904 | 0.030432 | 0.0020349 | 0.011153 | 0.035762 | 0.0020349 | 0.014105 | 0.045227 | 0.0020349
168 | 930.999 | 2 | 2.2 | 0.008468 | 0.027153 | 0.0020349 | 0.0094904 | 0.030432 | 0.0020349 | 0.011153 | 0.035762 | 0.0020349 | 0.014105 | 0.045227 | 0.0020349
170 | 930.885 | 2 | 2.2 | 0.008468 | 0.027153 | 0.0020349 | 0.0094904 | 0.030432 | 0.0020349 | 0.011153 | 0.035762 | 0.0020349 | 0.014105 | 0.045227 | 0.0020349
172 | 930.378 | 2 | 2.2 | 0.008468 | 0.027153 | 0.0020349 | 0.0094904 | 0.030432 | 0.0020349 | 0.011153 | 0.035762 | 0.0020349 | 0.014105 | 0.045227 | 0.0020349
174 | 931.324 | 2 | 2.2 | 0.008468 | 0.027153 | 0.0020349 | 0.0094904 | 0.030432 | 0.0020349 | 0.011153 | 0.035762 | 0.0020349 | 0.014105 | 0.045227 | 0.0020349
176 | 933.53 | 2 | 2.2 | 0.008468 | 0.027153 | 0.0020349 | 0.0094904 | 0.030432 | 0.0020349 | 0.011153 | 0.035762 | 0.0020349 | 0.014105 | 0.045227 | 0.0020349
178 | 932.714 | 2 | 2.2 | 0.008468 | 0.027153 | 0.0020349 | 0.0094904 | 0.030432 | 0.0020349 | 0.011153 | 0.035762 | 0.0020349 | 0.014105 | 0.045227 | 0.0020349
180 | 928.311 | 2 | 2.2 | 0.008468 | 0.027153 | 0.0020349 | 0.0094904 | 0.030432 | 0.0020349 | 0.011153 | 0.035762 | 0.0020349 | 0.014105 | 0.045227 | 0.0020349
182 | 924.179 | 2 | 2.2 | 0.008468 | 0.027153 | 0.0020349 | 0.0094904 | 0.030432 | 0.0020349 | 0.011153 | 0.035762 | 0.0020349 | 0.014105 | 0.045227 | 0.0020349
184 | 928.398 | 2 | 2.2 | 0.008468 | 0.027153 | 0.0020349 | 0.0094904 | 0.030432 | 0.0020349 | 0.011153 | 0.035762 | 0.0020349 | 0.014105 | 0.045227 | 0.0020349
186 | 930.866 | 2 | 2.2 | 0.008468 | 0.027153 | 0.0020349 | 0.0094904 | 0.030432 | 0.0020349 | 0.011153 | 0.035762 | 0.0020349 | 0.014105 | 0.045227 | 0.0020349
188 | 928.411 | 2 | 2.2 | 0.008468 | 0.027153 | 0.0020349 | 0.0094904 | 0.030432 | 0.0020349 | 0.011153 | 0.035762 | 0.0020349 | 0.014105 | 0.045227 | 0.0020349
190 | 927.849 | 2 | 2.2 | 0.008468 | 0.027153 | 0.0020349 | 0.0094904 | 0.030432 | 0.0020349 | 0.011153 | 0.035762 | 0.0020349 | 0.014105 | 0.045227 | 0.0020349
192 | 926.71 | 2 | 2.2 | 0.008468 | 0.027153 | 0.0020349 | 0.0094904 | 0.030432 | 0.0020349 | 0.011153 | 0.035762 | 0.0020349 | 0.014105 | 0.045227 | 0.0020349
194 | 926.201 | 2 | 2.2 | 0.008468 | 0.027153 | 0.0020349 | 0.0094904 | 0.030432 | 0.0020349 | 0.011153 | 0.035762 | 0.0020349 | 0.014105 | 0.045227 | 0.0020349
196 | 924.509 | 2 | 2.2 | 0.008468 | 0.027153 | 0.0020349 | 0.0094904 | 0.030432 | 0.0020349 | 0.011153 | 0.035762 | 0.0020349 | 0.014105 | 0.045227 | 0.0020349
198 | 923.417 | 2 | 2.2 | 0.008468 | 0.027153 | 0.0020349 | 0.0094904 | 0.030432 | 0.0020349 | 0.011153 | 0.035762 | 0.0020349 | 0.014105 | 0.045227 | 0.0020349
200 | 923.011 | 2 | 2.2 | 0.008468 | 0.027153 | 0.0020349 | 0.0094904 | 0.030432 | 0.0020349 | 0.011153 | 0.035762 | 0.0020349 | 0.014105 | 0.045227 | 0.0020349
202 | 921.969 | 2 | 2.2 | 0.008468 | 0.027153 | 0.0020349 | 0.0094904 | 0.030432 | 0.0020349 | 0.011153 | 0.035762 | 0.0020349 | 0.014105 | 0.045227 | 0.0020349
204 | 920.661 | 2 | 2.2 | 0.008468 | 0.027153 | 0.0020349 | 0.0094904 | 0.030432 | 0.0020349 | 0.011153 | 0.035762 | 0.0020349 | 0.014105 | 0.045227 | 0.0020349
206 | 920.243 | 2 | 2.2 | 0.008468 | 0.027153 | 0.0020349 | 0.0094904 | 0.030432 | 0.0020349 | 0.011153 | 0.035762 | 0.0020349 | 0.014105 | 0.045227 | 0.0020349
208 | 919.297 | 2 | 2.2 | 0.008468 | 0.027153 | 0.0020349 | 0.0094904 | 0.030432 | 0.0020349 | 0.011153 | 0.035762 | 0.0020349 | 0.014105 | 0.045227 | 0.0020349
210 | 917.533 | 2 | 2.2 | 0.008468 | 0.027153 | 0.0020349 | 0.0094904 | 0.030432 | 0.0020349 | 0.011153 | 0.035762 | 0.0020349 | 0.014105 | 0.045227 | 0.0020349
212 | 917.684 | 2 | 2.2 | 0.008468 | 0.027153 | 0.0020349 | 0.0094904 | 0.030432 | 0.0020349 | 0.011153 | 0.035762 | 0.0020349 | 0.014105 | 0.045227 | 0.0020349
214 | 915.724 | 2 | 2.2 | 0.008468 | 0.027153 | 0.0020349 | 0.0094904 | 0.030432 | 0.0020349 | 0.011153 | 0.035762 | 0.0020349 | 0.014105 | 0.045227 | 0.0020349
216 | 915.73 | 2 | 2.2 | 0.008468 | 0.027153 | 0.0020349 | 0.0094904 | 0.030432 | 0.0020349 | 0.011153 | 0.035762 | 0.0020349 | 0.014105 | 0.045227 | 0.0020349
218 | 915.584 | 2 | 2.2 | 0.008468 | 0.027153 | 0.0020349 | 0.0094904 | 0.030432 | 0.0020349 | 0.011153 | 0.035762 | 0.0020349 | 0.014105 | 0.045227 | 0.0020349
220 | 915.444 | 2 | 2.2 | 0.008468 | 0.027153 | 0.0020349 | 0.0094904 | 0.030432 | 0.0020349 | 0.011153 | 0.035762 | 0.0020349 | 0.014105 | 0.045227 | 0.0020349
222 | 913.52 | 2 | 2.2 | 0.008468 | 0.027153 | 0.0020349 | 0.0094904 | 0.030432 | 0.0020349 | 0.011153 | 0.035762 | 0.0020349 | 0.014105 | 0.045227 | 0.0020349
224 | 912.524 | 2 | 2.2 | 0.008468 | 0.027153 | 0.0020349 | 0.0094904 | 0.030432 | 0.0020349 | 0.011153 | 0.035762 | 0.0020349 | 0.014105 | 0.045227 | 0.0020349
226 | 912.565 | 2 | 2.2 | 0.008468 | 0.027153 | 0.0020349 | 0.0094904 | 0.030432 | 0.0020349 | 0.011153 | 0.035762 | 0.0020349 | 0.014105 | 0.045227 | 0.0020349
228 | 913.484 | 2 | 2.2 | 0.008468 | 0.027153 | 0.0020349 | 0.0094904 | 0.030432 | 0.0020349 | 0.011153 | 0.035762 | 0.0020349 | 0.014105 | 0.045227 | 0.0020349
230 | 913.545 | 2 | 2.2 | 0.008468 | 0.027153 | 0.0020349 | 0.0094904 | 0.030432 | 0.0020349 | 0.011153 | 0.035762 | 0.0020349 | 0.014105 | 0.045227 | 0.0020349
232 | 914.546 | 2 | 2.2 | 0.008468 | 0.027153 | 0.0020349 | 0.0094904 | 0.030432 | 0.0020349 | 0.011153 | 0.035762 | 0.0020349 | 0.014105 | 0.045227 | 0.0020349
234 | 918.285 | 2 | 2.2 | 0.008468 | 0.027153 | 0.0020349 | 0.0094904 | 0.030432 | 0.0020349 | 0.011153 | 0.035762 | 0.0020349 | 0.014105 | 0.045227 | 0.0020349
236 | 919.357 | 2 | 2.2 | 0.008468 | 0.027153 | 0.0020349 | 0.0094904 | 0.030432 | 0.0020349 | 0.011153 | 0.035762 | 0.0020349 | 0.014105 | 0.045227 | 0.0020349
238 | 918.649 | 2 | 2.2 | 0.008468 | 0.027153 | 0.0020349 | 0.0094904 | 0.030432 | 0.0020349 | 0.011153 | 0.035762 | 0.0020349 | 0.014105 | 0.045227 | 0.0020349
240 | 922.974 | 2 | 2.2 | 0.008468 | 0.027153 | 0.0020349 | 0.0094904 | 0.030432 | 0.0020349 | 0.011153 | 0.035762 | 0.0020349 | 0.014105 | 0.045227 | 0.0020349
242 | 927.375 | 2 | 2.2 | 0.008468 | 0.027153 | 0.0020349 | 0.0094904 | 0.030432 | 0.0020349 | 0.011153 | 0.035762 | 0.0020349 | 0.014105 | 0.045227 | 0.0020349
244 | 929.253 | 2 | 2.2 | 0.008468 | 0.027153 | 0.0020349 | 0.0094904 | 0.030432 | 0.0020349 | 0.011153 | 0.035762 | 0.0020349 | 0.014105 | 0.045227 | 0.0020349
246 | 930.863 | 2 | 2.2 | 0.008468 | 0.027153 | 0.0020349 | 0.0094904 | 0.030432 | 0.0020349 | 0.011153 | 0.035762 | 0.0020349 | 0.014105 | 0.045227 | 0.0020349
248 | 931.924 | 2 | 2.2 | 0.008468 | 0.027153 | 0.0020349 | 0.0094904 | 0.030432 | 0.0020349 | 0.011153 | 0.035762 | 0.0020349 | 0.014105 | 0.045227 | 0.0020349
250 | 936.722 | 2 | 2.2 | 0.008468 | 0.027153 | 0.0020349 | 0.0094904 | 0.030432 | 0.0020349 | 0.011153 | 0.035762 | 0.0020349 | 0.014105 | 0.045227 | 0.0020349
252 | 941.777 | 2 | 2.2 | 0.008468 | 0.027153 | 0.0020349 | 0.0094904 | 0.030432 | 0.0020349 | 0.011153 | 0.035762 | 0.0020349 | 0.014105 | 0.045227 | 0.0020349
254 | 948.143 | 2 | 2.2 | 0.008468 | 0.027153 | 0.0020349 | 0.0094904 | 0.030432 | 0.0020349 | 0.011153 | 0.035762 | 0.0020349 | 0.014105 | 0.045227 | 0.0020349
256 | 955.417 | 2 | 2.2 | 0.008468 | 0.027153 | 0.0020349 | 0.0094904 | 0.030432 | 0.0020349 | 0.011153 | 0.035762 | 0.0020349 | 0.014105 | 0.045227 | 0.0020349
258 | 962.7 | 2 | 2.2 | 0.008468 | 0.027153 | 0.0020349 | 0.0094904 | 0.030432 | 0.0020349 | 0.011153 | 0.035762 | 0.0020349 | 0.014105 | 0.045227 | 0.0020349
260 | 969.281 | 2 | 2.2 | 0.008468 | 0.027153 | 0.0020349 | 0.0094904 | 0.030432 | 0.0020349 | 0.011153 | 0.035762 | 0.0020349 | 0.014105 | 0.045227 | 0.0020349
262 | 980.284 | 2 | 2.2 | 0.008468 | 0.027153 | 0.0020349 | 0.0094904 | 0.030432 | 0.0020349 | 0.011153 | 0.035762 | 0.0020349 | 0.014105 | 0.045227 | 0.0020349
264 | 986.551 | 2 | 2.2 | 0.008468 | 0.027153 | 0.0020349 | 0.0094904 | 0.030432 | 0.0020349 | 0.011153 | 0.035762 | 0.0020349 | 0.014105 | 0.045227 | 0.0020349
266 | 989.198 | 2 | 2.2 | 0.008468 | 0.027153 | 0.0020349 | 0.0094904 | 0.030432 | 0.0020349 | 0.011153 | 0.035762 | 0.0020349 | 0.014105 | 0.045227 | 0.0020349
268 | 994.39 | 2 | 2.2 | 0.008468 | 0.027153 | 0.0020349 | 0.0094904 | 0.030432 | 0.0020349 | 0.011153 | 0.035762 | 0.0020349 | 0.014105 | 0.045227 | 0.0020349
270 | 999.917 | 2 | 2.2 | 0.008468 | 0.027153 | 0.0020349 | 0.0094904 | 0.030432 | 0.0020349 | 0.011153 | 0.035762 | 0.0020349 | 0.014105 | 0.045227 | 0.0020349
272 | 1004.623 | 2 | 2.2 | 0.008468 | 0.027153 | 0.0020349 | 0.0094904 | 0.030432 | 0.0020349 | 0.011153 | 0.035762 | 0.0020349 | 0.014105 | 0.045227 | 0.0020349
274 | 1008.819 | 2 | 2.2 | 0.008468 | 0.027153 | 0.0020349 | 0.0094904 | 0.030432 | 0.0020349 | 0.011153 | 0.035762 | 0.0020349 | 0.014105 | 0.045227 | 0.0020349
276 | 1007.834 | 2 | 2.2 | 0.008468 | 0.027153 | 0.0020349 | 0.0094904 | 0.030432 | 0.0020349 | 0.011153 | 0.035762 | 0.0020349 | 0.014105 | 0.045227 | 0.0020349
278 | 1005.626 | 2 | 2.2 | 0.008468 | 0.027153 | 0.0020349 | 0.0094904 | 0.030432 | 0.0020349 | 0.011153 | 0.035762 | 0.0020349 | 0.014105 | 0.045227 | 0.0020349
280 | 1001.623 | 2 | 2.2 | 0.008468 | 0.027153 | 0.0020349 | 0.0094904 | 0.030432 | 0.0020349 | 0.011153 | 0.035762 | 0.0020349 | 0.014105 | 0.045227 | 0.0020349
282 | 1004.052 | 2 | 2.2 | 0.008468 | 0.027153 | 0.0020349 | 0.0094904 | 0.030432 | 0.0020349 | 0.011153 | 0.035762 | 0.0020349 | 0.014105 | 0.045227 | 0.0020349
284 | 1010.797 | 2 | 2.2 | 0.008468 | 0.027153 | 0.0020349 | 0.0094904 | 0.030432 | 0.0020349 | 0.011153 | 0.035762 | 0.0020349 | 0.014105 | 0.045227 | 0.0020349
286 | 1014.67 | 2 | 2.2 | 0.008468 | 0.027153 | 0.0020349 | 0.0094904 | 0.030432 | 0.0020349 | 0.011153 | 0.035762 | 0.0020349 | 0.014105 | 0.045227 | 0.0020349
288 | 1017.319 | 2 | 2.2 | 0.008468 | 0.027153 | 0.0020349 | 0.0094904 | 0.030432 | 0.0020349 | 0.011153 | 0.035762 | 0.0020349 | 0.014105 | 0.045227 | 0.0020349
290 | 1027.459 | 2 | 2.2 | 0.008468 | 0.027153 | 0.0020349 | 0.0094904 | 0.030432 | 0.0020349 | 0.011153 | 0.035762 | 0.0020349 | 0.014105 | 0.045227 | 0.0020349
292 | 1031.99 | 2 | 2.2 | 0.008468 | 0.027153 | 0.0020349 | 0.0094904 | 0.030432 | 0.0020349 | 0.011153 | 0.035762 | 0.0020349 | 0.014105 | 0.045227 | 0.0020349
294 | 1036.254 | 2 | 2.2 | 0.008468 | 0.027153 | 0.0020349 | 0.0094904 | 0.030432 | 0.0020349 | 0.011153 | 0.035762 | 0.0020349 | 0.014105 | 0.045227 | 0.0020349
296 | 1040.127 | 2 | 2.2 | 0.008468 | 0.027153 | 0.0020349 | 0.0094904 | 0.030432 | 0.0020349 | 0.011153 | 0.035762 | 0.0020349 | 0.014105 | 0.045227 | 0.0020349
298 | 1044.396 | 2 | 2.2 | 0.008468 | 0.027153 | 0.0020349 | 0.0094904 | 0.030432 | 0.0020349 | 0.011153 | 0.035762 | 0.0020349 | 0.014105 | 0.045227 | 0.0020349
300 | 1051.339 | 2 | 2.2 | 0.008468 | 0.027153 | 0.0020349 | 0.0094904 | 0.030432 | 0.0020349 | 0.011153 | 0.035762 | 0.0020349 | 0.014105 | 0.045227 | 0.0020349
302 | 1060.955 | 2 | 2.2 | 0.008468 | 0.027153 | 0.0020349 | 0.0094904 | 0.030432 | 0.0020349 | 0.011153 | 0.035762 | 0.0020349 | 0.014105 | 0.045227 | 0.0020349
304 | 1070.227 | 2 | 2.2 | 0.008468 | 0.027153 | 0.0020349 | 0.0094904 | 0.030432 | 0.0020349 | 0.011153 | 0.035762 | 0.0020349 | 0.014105 | 0.045227 | 0.0020349
306 | 1072.691 | 2 | 2.2 | 0.008468 | 0.027153 | 0.0020349 | 0.0094904 | 0.030432 | 0.0020349 | 0.011153 | 0.035762 | 0.0020349 | 0.014105 | 0.045227 | 0.0020349
308 | 1076.503 | 2 | 2.2 | 0.008468 | 0.027153 | 0.0020349 | 0.0094904 | 0.030432 | 0.0020349 | 0.011153 | 0.035762 | 0.0020349 | 0.014105 | 0.045227 | 0.0020349
310 | 1083.996 | 2 | 2.2 | 0.008468 | 0.027153 | 0.0020349 | 0.0094904 | 0.030432 | 0.0020349 | 0.011153 | 0.035762 | 0.0020349 | 0.014105 | 0.045227 | 0.0020349
312 | 1097.188 | 2 | 2.2 | 0.008468 | 0.027153 | 0.0020349 | 0.0094904 | 0.030432 | 0.0020349 | 0.011153 | 0.035762 | 0.0020349 | 0.014105 | 0.045227 | 0.0020349
314 | 1103.545 | 2 | 2.2 | 0.008468 | 0.027153 | 0.0020349 | 0.0094904 | 0.030432 | 0.0020349 | 0.011153 | 0.035762 | 0.0020349 | 0.014105 | 0.045227 | 0.0020349
316 | 1105.174 | 2 | 2.2 | 0.008468 | 0.027153 | 0.0020349 | 0.0094904 | 0.030432 | 0.0020349 | 0.011153 | 0.035762 | 0.0020349 | 0.014105 | 0.045227 | 0.0020349
318 | 1111.657 | 2 | 2.2 | 0.008468 | 0.027153 | 0.0020349 | 0.0094904 | 0.030432 | 0.0020349 | 0.011153 | 0.035762 | 0.0020349 | 0.014105 | 0.045227 | 0.0020349
320 | 1122.935 | 2 | 2.2 | 0.008468 | 0.027153 | 0.0020349 | 0.0094904 | 0.030432 | 0.0020349 | 0.011153 | 0.035762 | 0.0020349 | 0.014105 | 0.045227 | 0.0020349
322 | 1128.197 | 2 | 2 | 0.0085985 | 0.044404 | 0.0029793 | 0.0096454 | 0.049811 | 0.0029793 | 0.01135 | 0.058616 | 0.0029793 | 0.014387 | 0.074298 | 0.0029793
324 | 1132.561 | 2 | 2 | 0.0085985 | 0.044404 | 0.0029793 | 0.0096454 | 0.049811 | 0.0029793 | 0.01135 | 0.058616 | 0.0029793 | 0.014387 | 0.074298 | 0.0029793
326 | 1131.854 | 2 | 2 | 0.0085985 | 0.044404 | 0.0029793 | 0.0096454 | 0.049811 | 0.0029793 | 0.01135 | 0.058616 | 0.0029793 | 0.014387 | 0.074298 | 0.0029793
328 | 1133.338 | 2 | 2 | 0.0085985 | 0.044404 | 0.0029793 | 0.0096454 | 0.049811 | 0.0029793 | 0.01135 | 0.058616 | 0.0029793 | 0.014387 | 0.074298 | 0.0029793
330 | 1136.405 | 2 | 2 | 0.0085985 | 0.044404 | 0.0029793 | 0.0096454 | 0.049811 | 0.0029793 | 0.01135 | 0.058616 | 0.0029793 | 0.014387 | 0.074298 | 0.0029793
332 | 1128.709 | 2 | 2 | 0.0085985 | 0.044404 | 0.0029793 | 0.0096454 | 0.049811 | 0.0029793 | 0.01135 | 0.058616 | 0.0029793 | 0.014387 | 0.074298 | 0.0029793
334 | 1120.713 | 2 | 2 | 0.0085985 | 0.044404 | 0.0029793 | 0.0096454 | 0.049811 | 0.0029793 | 0.01135 | 0.058616 | 0.0029793 | 0.014387 | 0.074298 | 0.0029793
336 | 1115.226 | 2 | 2 | 0.0085985 | 0.044404 | 0.0029793 | 0.0096454 | 0.049811 | 0.0029793 | 0.01135 | 0.058616 | 0.0029793 | 0.014387 | 0.074298 | 0.0029793
338 | 1108.709 | 2 | 2 | 0.0085985 | 0.044404 | 0.0029793 | 0.0096454 | 0.049811 | 0.0029793 | 0.01135 | 0.058616 | 0.0029793 | 0.014387 | 0.074298 | 0.0029793
340 | 1102.499 | 2 | 2 | 0.0085985 | 0.044404 | 0.0029793 | 0.0096454 | 0.049811 | 0.0029793 | 0.01135 | 0.058616 | 0.0029793 | 0.014387 | 0.074298 | 0.0029793
342 | 1096.349 | 2 | 2 | 0.0085985 | 0.044404 | 0.0029793 | 0.0096454 | 0.049811 | 0.0029793 | 0.01135 | 0.058616 | 0.0029793 | 0.014387 | 0.074298 | 0.0029793
344 | 1090.39 | 2 | 2 | 0.0085985 | 0.044404 | 0.0029793 | 0.0096454 | 0.049811 | 0.0029793 | 0.01135 | 0.058616 | 0.0029793 | 0.014387 | 0.074298 | 0.0029793
346 | 1087.765 | 2 | 2 | 0.0085985 | 0.044404 | 0.0029793 | 0.0096454 | 0.049811 | 0.0029793 | 0.01135 | 0.058616 | 0.0029793 | 0.014387 | 0.074298 | 0.0029793
348 | 1084.661 | 2 | 2 | 0.0085985 | 0.044404 | 0.0029793 | 0.0096454 | 0.049811 | 0.0029793 | 0.01135 | 0.058616 | 0.0029793 | 0.014387 | 0.074298 | 0.0029793
350 | 1081.662 | 2 | 2 | 0.0085985 | 0.044404 | 0.0029793 | 0.0096454 | 0.049811 | 0.0029793 | 0.01135 | 0.058616 | 0.0029793 | 0.014387 | 0.074298 | 0.0029793
352 | 1076.872 | 2 | 2 | 0.0085985 | 0.044404 | 0.0029793 | 0.0096454 | 0.049811 | 0.0029793 | 0.01135 | 0.058616 | 0.0029793 | 0.014387 | 0.074298 | 0.0029793
354 | 1070.898 | 2 | 2 | 0.0085985 | 0.044404 | 0.0029793 | 0.0096454 | 0.049811 | 0.0029793 | 0.01135 | 0.058616 | 0.0029793 | 0.014387 | 0.074298 | 0.0029793
356 | 1065.018 | 2 | 1.8 | 0.0087463 | 0.076492 | 0.004541 | 0.0098211 | 0.085892 | 0.004541 | 0.011575 | 0.10123 | 0.004541 | 0.01471 | 0.12864 | 0.004541
358 | 1059.58 | 2 | 1.8 | 0.0087463 | 0.076492 | 0.004541 | 0.0098211 | 0.085892 | 0.004541 | 0.011575 | 0.10123 | 0.004541 | 0.01471 | 0.12864 | 0.004541
360 | 1055.284 | 2 | 1.8 | 0.0087463 | 0.076492 | 0.004541 | 0.0098211 | 0.085892 | 0.004541 | 0.011575 | 0.10123 | 0.004541 | 0.01471 | 0.12864 | 0.004541
362 | 1050.886 | 2 | 1.8 | 0.0087463 | 0.076492 | 0.004541 | 0.0098211 | 0.085892 | 0.004541 | 0.011575 | 0.10123 | 0.004541 | 0.01471 | 0.12864 | 0.004541
364 | 1052.647 | 2 | 1.8 | 0.0087463 | 0.076492 | 0.004541 | 0.0098211 | 0.085892 | 0.004541 | 0.011575 | 0.10123 | 0.004541 | 0.01471 | 0.12864 | 0.004541
366 | 1051.117 | 2 | 1.8 | 0.0087463 | 0.076492 | 0.004541 | 0.0098211 | 0.085892 | 0.004541 | 0.011575 | 0.10123 | 0.004541 | 0.01471 | 0.12864 | 0.004541
368 | 1048.266 | 2 | 1.8 | 0.0087463 | 0.076492 | 0.004541 | 0.0098211 | 0.085892 | 0.004541 | 0.011575 | 0.10123 | 0.004541 | 0.01471 | 0.12864 | 0.004541
370 | 1040.172 | 2 | 1.8 | 0.0087463 | 0.076492 | 0.004541 | 0.0098211 | 0.085892 | 0.004541 | 0.011575 | 0.10123 | 0.004541 | 0.01471 | 0.12864 | 0.004541
372 | 1033.483 | 2 | 1.8 | 0.0087463 | 0.076492 | 0.004541 | 0.0098211 | 0.085892 | 0.004541 | 0.011575 | 0.10123 | 0.004541 | 0.01471 | 0.12864 | 0.004541
374 | 1030.95 | 2 | 1.8 | 0.0087463 | 0.076492 | 0.004541 | 0.0098211 | 0.085892 | 0.004541 | 0.011575 | 0.10123 | 0.004541 | 0.01471 | 0.12864 | 0.004541
376 | 1032.263 | 2 | 1.8 | 0.0087463 | 0.076492 | 0.004541 | 0.0098211 | 0.085892 | 0.004541 | 0.011575 | 0.10123 | 0.004541 | 0.01471 | 0.12864 | 0.004541
378 | 1031.391 | 2 | 1.8 | 0.0087463 | 0.076492 | 0.004541 | 0.0098211 | 0.085892 | 0.004541 | 0.011575 | 0.10123 | 0.004541 | 0.01471 | 0.12864 | 0.004541
380 | 1025.791 | 2 | 1.8 | 0.0087463 | 0.076492 | 0.004541 | 0.0098211 | 0.085892 | 0.004541 | 0.011575 | 0.10123 | 0.004541 | 0.01471 | 0.12864 | 0.004541
382 | 1020.911 | 2 | 1.8 | 0.0087463 | 0.076492 | 0.004541 | 0.0098211 | 0.085892 | 0.004541 | 0.011575 | 0.10123 | 0.004541 | 0.01471 | 0.12864 | 0.004541
384 | 1015.65 | 2 | 1.8 | 0.0087463 | 0.076492 | 0.004541 | 0.0098211 | 0.085892 | 0.004541 | 0.011575 | 0.10123 | 0.004541 | 0.01471 | 0.12864 | 0.004541
386 | 1012.139 | 2 | 1.8 | 0.0087463 | 0.076492 | 0.004541 | 0.0098211 | 0.085892 | 0.004541 | 0.011575 | 0.10123 | 0.004541 | 0.01471 | 0.12864 | 0.004541
388 | 1010.472 | 2 | 1.8 | 0.0087463 | 0.076492 | 0.004541 | 0.0098211 | 0.085892 | 0.004541 | 0.011575 | 0.10123 | 0.004541 | 0.01471 | 0.12864 | 0.004541
390 | 1005.401 | 2 | 1.8 | 0.0087463 | 0.076492 | 0.004541 | 0.0098211 | 0.085892 | 0.004541 | 0.011575 | 0.10123 | 0.004541 | 0.01471 | 0.12864 | 0.004541
392 | 996.666 | 2 | 1.8 | 0.0087463 | 0.076492 | 0.004541 | 0.0098211 | 0.085892 | 0.004541 | 0.011575 | 0.10123 | 0.004541 | 0.01471 | 0.12864 | 0.004541
394 | 991.35 | 2 | 1.8 | 0.0087463 | 0.076492 | 0.004541 | 0.0098211 | 0.085892 | 0.004541 | 0.011575 | 0.10123 | 0.004541 | 0.01471 | 0.12864 | 0.004541
396 | 990.486 | 2 | 1.8 | 0.0087463 | 0.076492 | 0.004541 | 0.0098211 | 0.085892 | 0.004541 | 0.011575 | 0.10123 | 0.004541 | 0.01471 | 0.12864 | 0.004541
398 | 992.761 | 2 | 1.8 | 0.0087463 | 0.076492 | 0.004541 | 0.0098211 | 0.085892 | 0.004541 | 0.011575 | 0.10123 | 0.004541 | 0.01471 | 0.12864 | 0.004541
400 | 999.077 | 2 | 1.8 | 0.0087463 | 0.076492 | 0.004541 | 0.0098211 | 0.085892 | 0.004541 | 0.011575 | 0.10123 | 0.004541 | 0.01471 | 0.12864 | 0.004541
402 | 1001.8 | 2 | 1.8 | 0.0087463 | 0.076492 | 0.004541 | 0.0098211 | 0.085892 | 0.004541 | 0.011575 | 0.10123 | 0.004541 | 0.01471 | 0.12864 | 0.004541
404 | 1002.224 | 2 | 1.8 | 0.0087463 | 0.076492 | 0.004541 | 0.0098211 | 0.085892 | 0.004541 | 0.011575 | 0.10123 | 0.004541 | 0.01471 | 0.12864 | 0.004541
406 | 1002.003 | 2 | 1.8 | 0.0087463 | 0.076492 | 0.004541 | 0.0098211 | 0.085892 | 0.004541 | 0.011575 | 0.10123 | 0.004541 | 0.01471 | 0.12864 | 0.004541
408 | 1003.596 | 2 | 1.8 | 0.0087463 | 0.076492 | 0.004541 | 0.0098211 | 0.085892 | 0.004541 | 0.011575 | 0.10123 | 0.004541 | 0.01471 | 0.12864 | 0.004541
410 | 994.111 | 2 | 1.8 | 0.0087463 | 0.076492 | 0.004541 | 0.0098211 | 0.085892 | 0.004541 | 0.011575 | 0.10123 | 0.004541 | 0.01471 | 0.12864 | 0.004541
412 | 983.925 | 2 | 1.8 | 0.0087463 | 0.076492 | 0.004541 | 0.0098211 | 0.085892 | 0.004541 | 0.011575 | 0.10123 | 0.004541 | 0.01471 | 0.12864 | 0.004541
414 | 972.347 | 2 | 1.8 | 0.0087463 | 0.076492 | 0.004541 | 0.0098211 | 0.085892 | 0.004541 | 0.011575 | 0.10123 | 0.004541 | 0.01471 | 0.12864 | 0.004541
416 | 963.901 | 2 | 1.8 | 0.0087463 | 0.076492 | 0.004541 | 0.0098211 | 0.085892 | 0.004541 | 0.011575 | 0.10123 | 0.004541 | 0.01471 | 0.12864 | 0.004541
418 | 963.258 | 2 | 1.8 | 0.0087463 | 0.076492 | 0.004541 | 0.0098211 | 0.085892 | 0.004541 | 0.011575 | 0.10123 | 0.004541 | 0.01471 | 0.12864 | 0.004541
420 | 965.836 | 2 | 1.8 | 0.0087463 | 0.076492 | 0.004541 | 0.0098211 | 0.085892 | 0.004541 | 0.011575 | 0.10123 | 0.004541 | 0.01471 | 0.12864 | 0.004541
422 | 966.309 | 2 | 1.8 | 0.0087463 | 0.076492 | 0.004541 | 0.0098211 | 0.085892 | 0.004541 | 0.011575 | 0.10123 | 0.004541 | 0.01471 | 0.12864 | 0.004541
424 | 972.884 | 2 | 1.8 | 0.0087463 | 0.076492 | 0.004541 | 0.0098211 | 0.085892 | 0.004541 | 0.011575 | 0.10123 | 0.004541 | 0.01471 | 0.12864 | 0.004541
426 | 983.972 | 2 | 1.8 | 0.0087463 | 0.076492 | 0.004541 | 0.0098211 | 0.085892 | 0.004541 | 0.011575 | 0.10123 | 0.004541 | 0.01471 | 0.12864 | 0.004541
428 | 994.096 | 2 | 1.8 | 0.0087463 | 0.076492 | 0.004541 | 0.0098211 | 0.085892 | 0.004541 | 0.011575 | 0.10123 | 0.004541 | 0.01471 | 0.12864 | 0.004541
430 | 991.695 | 2 | 1.8 | 0.0087463 | 0.076492 | 0.004541 | 0.0098211 | 0.085892 | 0.004541 | 0.011575 | 0.10123 | 0.004541 | 0.01471 | 0.12864 | 0.004541
432 | 984.933 | 2 | 1.8 | 0.0087463 | 0.076492 | 0.004541 | 0.0098211 | 0.085892 | 0.004541 | 0.011575 | 0.10123 | 0.004541 | 0.01471 | 0.12864 | 0.004541
434 | 978.185 | 2 | 1.8 | 0.0087463 | 0.076492 | 0.004541 | 0.0098211 | 0.085892 | 0.004541 | 0.011575 | 0.10123 | 0.004541 | 0.01471 | 0.12864 | 0.004541
436 | 972.686 | 2 | 1.8 | 0.0087463 | 0.076492 | 0.004541 | 0.0098211 | 0.085892 | 0.004541 | 0.011575 | 0.10123 | 0.004541 | 0.01471 | 0.12864 | 0.004541
438 | 966.824 | 2 | 1.8 | 0.0087463 | 0.076492 | 0.004541 | 0.0098211 | 0.085892 | 0.004541 | 0.011575 | 0.10123 | 0.004541 | 0.01471 | 0.12864 | 0.004541
440 | 960.902 | 2 | 1.8 | 0.0087463 | 0.076492 | 0.004541 | 0.0098211 | 0.085892 | 0.004541 | 0.011575 | 0.10123 | 0.004541 | 0.01471 | 0.12864 | 0.004541
442 | 952.924 | 2 | 1.8 | 0.0087463 | 0.076492 | 0.004541 | 0.0098211 | 0.085892 | 0.004541 | 0.011575 | 0.10123 | 0.004541 | 0.01471 | 0.12864 | 0.004541
444 | 945.683 | 2 | 1.8 | 0.0087463 | 0.076492 | 0.004541 | 0.0098211 | 0.085892 | 0.004541 | 0.011575 | 0.10123 | 0.004541 | 0.01471 | 0.12864 | 0.004541
446 | 941.042 | 2 | 1.8 | 0.0087463 | 0.076492 | 0.004541 | 0.0098211 | 0.085892 | 0.004541 | 0.011575 | 0.10123 | 0.004541 | 0.01471 | 0.12864 | 0.004541
448 | 937.104 | 2 | 1.8 | 0.0087463 | 0.076492 | 0.004541 | 0.0098211 | 0.085892 | 0.004541 | 0.011575 | 0.10123 | 0.004541 | 0.01471 | 0.12864 | 0.004541
450 | 939.943 | 2 | 1.8 | 0.0087463 | 0.076492 | 0.004541 | 0.0098211 | 0.085892 | 0.004541 | 0.011575 | 0.10123 | 0.004541 | 0.01471 | 0.12864 | 0.004541
452 | 944.776 | 2 | 1.8 | 0.0087463 | 0.076492 | 0.004541 | 0.0098211 | 0.085892 | 0.004541 | 0.011575 | 0.10123 | 0.004541 | 0.01471 | 0.12864 | 0.004541
454 | 947.762 | 2 | 1.8 | 0.0087463 | 0.076492 | 0.004541 | 0.0098211 | 0.085892 | 0.004541 | 0.011575 | 0.10123 | 0.004541 | 0.01471 | 0.12864 | 0.004541
456 | 952.649 | 2 | 1.8 | 0.0087463 | 0.076492 | 0.004541 | 0.0098211 | 0.085892 | 0.004541 | 0.011575 | 0.10123 | 0.004541 | 0.01471 | 0.12864 | 0.004541
458 | 954.554 | 2 | 1.8 | 0.0087463 | 0.076492 | 0.004541 | 0.0098211 | 0.085892 | 0.004541 | 0.011575 | 0.10123 | 0.004541 | 0.01471 | 0.12864 | 0.004541
460 | 952.37 | 2 | 1.8 | 0.0087463 | 0.076492 | 0.004541 | 0.0098211 | 0.085892 | 0.004541 | 0.011575 | 0.10123 | 0.004541 | 0.01471 | 0.12864 | 0.004541
462 | 947.552 | 2 | 1.8 | 0.0087463 | 0.076492 | 0.004541 | 0.0098211 | 0.085892 | 0.004541 | 0.011575 | 0.10123 | 0.004541 | 0.01471 | 0.12864 | 0.004541
464 | 941.898 | 2 | 1.8 | 0.0087463 | 0.076492 | 0.004541 | 0.0098211 | 0.085892 | 0.004541 | 0.011575 | 0.10123 | 0.004541 | 0.01471 | 0.12864 | 0.004541
466 | 940.521 | 2 | 1.8 | 0.0087463 | 0.076492 | 0.004541 | 0.0098211 | 0.085892 | 0.004541 | 0.011575 | 0.10123 | 0.004541 | 0.01471 | 0.12864 | 0.004541
468 | 939.702 | 2 | 1.8 | 0.0087463 | 0.076492 | 0.004541 | 0.0098211 | 0.085892 | 0.004541 | 0.011575 | 0.10123 | 0.004541 | 0.01471 | 0.12864 | 0.004541
470 | 937.147 | 2 | 1.8 | 0.0087463 | 0.076492 | 0.004541 | 0.0098211 | 0.085892 | 0.004541 | 0.011575 | 0.10123 | 0.004541 | 0.01471 | 0.12864 | 0.004541
472 | 933.872 | 2 | 1.8 | 0.0087463 | 0.076492 | 0.004541 | 0.0098211 | 0.085892 | 0.004541 | 0.011575 | 0.10123 | 0.004541 | 0.01471 | 0.12864 | 0.004541
474 | 933.184 | 2 | 1.8 | 0.0087463 | 0.076492 | 0.004541 | 0.0098211 | 0.085892 | 0.004541 | 0.011575 | 0.10123 | 0.004541 | 0.01471 | 0.12864 | 0.004541
476 | 939.292 | 2 | 1.8 | 0.0087463 | 0.076492 | 0.004541 | 0.0098211 | 0.085892 | 0.004541 | 0.011575 | 0.10123 | 0.004541 | 0.01471 | 0.12864 | 0.004541
478 | 944.619 | 2 | 1.8 | 0.0087463 | 0.076492 | 0.004541 | 0.0098211 | 0.085892 | 0.004541 | 0.011575 | 0.10123 | 0.004541 | 0.01471 | 0.12864 | 0.004541
480 | 954.023 | 2 | 1.8 | 0.0087463 | 0.076492 | 0.004541 | 0.0098211 | 0.085892 | 0.004541 | 0.011575 | 0.10123 | 0.004541 | 0.01471 | 0.12864 | 0.004541
482 | 968.263 | 2 | 1.8 | 0.0087463 | 0.076492 | 0.004541 | 0.0098211 | 0.085892 | 0.004541 | 0.011575 | 0.10123 | 0.004541 | 0.01471 | 0.12864 | 0.004541
484 | 970.384 | 2 | 1.8 | 0.0087463 | 0.076492 | 0.004541 | 0.0098211 | 0.085892 | 0.004541 | 0.011575 | 0.10123 | 0.004541 | 0.01471 | 0.12864 | 0.004541
486 | 964.636 | 2 | 1.8 | 0.0087463 | 0.076492 | 0.004541 | 0.0098211 | 0.085892 | 0.004541 | 0.011575 | 0.10123 | 0.004541 | 0.01471 | 0.12864 | 0.004541
488 | 956.631 | 2 | 1.8 | 0.0087463 | 0.076492 | 0.004541 | 0.0098211 | 0.085892 | 0.004541 | 0.011575 | 0.10123 | 0.004541 | 0.01471 | 0.12864 | 0.004541
490 | 947.426 | 2 | 1.8 | 0.0087463 | 0.076492 | 0.004541 | 0.0098211 | 0.085892 | 0.004541 | 0.011575 | 0.10123 | 0.004541 | 0.01471 | 0.12864 | 0.004541
492 | 941.72 | 2 | 1.8 | 0.0087463 | 0.076492 | 0.004541 | 0.0098211 | 0.085892 | 0.004541 | 0.011575 | 0.10123 | 0.004541 | 0.01471 | 0.12864 | 0.004541
494 | 935.985 | 2 | 1.8 | 0.0087463 | 0.076492 | 0.004541 | 0.0098211 | 0.085892 | 0.004541 | 0.011575 | 0.10123 | 0.004541 | 0.01471 | 0.12864 | 0.004541
496 | 930.475 | 2 | 1.8 | 0.0087463 | 0.076492 | 0.004541 | 0.0098211 | 0.085892 | 0.004541 | 0.011575 | 0.10123 | 0.004541 | 0.01471 | 0.12864 | 0.004541
498 | 927.611 | 2 | 1.8 | 0.0087463 | 0.076492 | 0.004541 | 0.0098211 | 0.085892 | 0.004541 | 0.011575 | 0.10123 | 0.004541 | 0.01471 | 0.12864 | 0.004541
500 | 931.256 | 2 | 1.8 | 0.0087463 | 0.076492 | 0.004541 | 0.0098211 | 0.085892 | 0.004541 | 0.011575 | 0.10123 | 0.004541 | 0.01471 | 0.12864 | 0.004541
502 | 920.044 | 2 | 1.8 | 0.0087463 | 0.076492 | 0.004541 | 0.0098211 | 0.085892 | 0.004541 | 0.011575 | 0.10123 | 0.004541 | 0.01471 | 0.12864 | 0.004541
504 | 911.78 | 2 | 1.5 | 0.0090113 | 0.1961 | 0.0094162 | 0.010137 | 0.2206 | 0.0094162 | 0.01198 | 0.2607 | 0.0094162 | 0.015294 | 0.33283 | 0.0094162
506 | 907.989 | 2 | 1.5 | 0.0090113 | 0.1961 | 0.0094162 | 0.010137 | 0.2206 | 0.0094162 | 0.01198 | 0.2607 | 0.0094162 | 0.015294 | 0.33283 | 0.0094162
508 | 907.289 | 2 | 1.5 | 0.0090113 | 0.1961 | 0.0094162 | 0.010137 | 0.2206 | 0.0094162 | 0.01198 | 0.2607 | 0.0094162 | 0.015294 | 0.33283 | 0.0094162
510 | 900.577 | 2 | 1.5 | 0.0090113 | 0.1961 | 0.0094162 | 0.010137 | 0.2206 | 0.0094162 | 0.01198 | 0.2607 | 0.0094162 | 0.015294 | 0.33283 | 0.0094162
512 | 902.112 | 2 | 1.5 | 0.0090113 | 0.1961 | 0.0094162 | 0.010137 | 0.2206 | 0.0094162 | 0.01198 | 0.2607 | 0.0094162 | 0.015294 | 0.33283 | 0.0094162
514 | 900.179 | 2 | 1.5 | 0.0090113 | 0.1961 | 0.0094162 | 0.010137 | 0.2206 | 0.0094162 | 0.01198 | 0.2607 | 0.0094162 | 0.015294 | 0.33283 | 0.0094162
516 | 903.811 | 2 | 1.5 | 0.0090113 | 0.1961 | 0.0094162 | 0.010137 | 0.2206 | 0.0094162 | 0.01198 | 0.2607 | 0.0094162 | 0.015294 | 0.33283 | 0.0094162
518 | 910.027 | 2 | 1.5 | 0.0090113 | 0.1961 | 0.0094162 | 0.010137 | 0.2206 | 0.0094162 | 0.01198 | 0.2607 | 0.0094162 | 0.015294 | 0.33283 | 0.0094162
520 | 911.131 | 2 | 1.5 | 0.0090113 | 0.1961 | 0.0094162 | 0.010137 | 0.2206 | 0.0094162 | 0.01198 | 0.2607 | 0.0094162 | 0.015294 | 0.33283 | 0.0094162

## Pumping Costs
Option 1A Pumping Costs
PS 1
New Pipe - Year 4 to 18 |  | Average Pipe - Year 19 to 33 |  | Old Pipe - Year 34 to 48 |  | Biofilmed Pipe - Year 49 to 63
Pumping Head (m) | 200 | Pumping Head (m) | 200 | Pumping Head (m) | 200 | Pumping Head (m) | 200
Gravitational Head (m) | 157.887 | Gravitational Head (m) | 157.887 | Gravitational Head (m) | 157.887 | Gravitational Head (m) | 157.887
Flow Rate (m3/s) | 5.1888 | Flow Rate (m3/s) | 4.9139 | Flow Rate (m3/s) | 4.5463 | Flow Rate (m3/s) | 4.0551
Pumping Hours per Day | 24 | Pumping Hours per Day | 24 | Pumping Hours per Day | 24 | Pumping Hours per Day | 24
Peak Design Flow (m3/s) | 4.083 | Peak Design Flow | 4.083 | Peak Design Flow | 4.083 | Peak Design Flow | 4.083
Required Pumping Hours | 18.9 | Required Pumping Hours | 19.9 | Required Pumping Hours | 21.6 | Required Pumping Hours | 24
Pumpstation Power (kW) | 9367 | Pumpstation Power (kW) | 9367 | Pumpstation Power (kW) | 9367 | Pumpstation Power (kW) | 9367
Pumping Days per Year | 347 | Pumping Days per Year | 347 | Pumping Days per Year | 347 | Pumping Days per Year | 347
Fixed Power Cost per Month | 28.699 | Fixed Power Cost per Month | 28.699 | Fixed Power Cost per Month | 28.699 | Fixed Power Cost per Month | 28.699
Fixed power Cost per Year | 344.388 | Fixed power Cost per Year | 344.388 | Fixed power Cost per Year | 344.388 | Fixed power Cost per Year | 344.388
Power Cost Per kWh | 0.45056 | Power Cost Per kWh | 0.45056 | Power Cost Per kWh | 0.45056 | Power Cost Per kWh | 0.45056
Energy Cost Per Year | 27678964.3268 | Energy Cost Per Year | 29143441.5723 | Energy Cost Per Year | 31633052.8895 | Energy Cost Per Year | 35147798.2786
Pipe Type | Energy Cost Per Year
New Pipe | 27678964.3268
Average Pipe | 29143441.5723
Old Pipe | 31633052.8895
Biofilm Pipe | 35147798.2786
Pipe Type | Energy Cost Per Year
New Pipe | 25162694.8426
Average Pipe | 26494037.793
Old Pipe | 28757320.8086
Biofilm Pipe | 31952543.8896

## Life Cycle Costing (Pula)
Table 8: Option 1A Life Cycle Costing
Year | Reference Year | Capital Cost | Electricity - Pumping Cost | Maintenance Cost | NPV at 6% Discount Rate | NPV at 8% Discount Rate | NPV at 10% Discount Rate
2010 | 0 | 2456141390.7365 |  |  | 2456141390.7365 | 2456141390.7365 | 2456141390.7365
2011 | 1 | 2456141390.7365 |  |  | 2456141390.7365 | 2456141390.7365 | 2456141390.7365
2012 | 2 | 2456141390.7365 |  |  | 2456141390.7365 | 2456141390.7365 | 2456141390.7365
2013 | 3 | 2456141390.7365 |  |  | 2456141390.7365 | 2456141390.7365 | 2456141390.7365
2014 | 4 | 0 | 25162694.8426 | 53268441.0148 | 62124805.7132 | 57649226.2439 | 53569521.1102
2015 | 5 | 0 | 25162694.8426 | 53268441.0148 | 58608307.2766 | 53378913.1888 | 48699564.6456
2016 | 6 | 0 | 25162694.8426 | 53268441.0148 | 55290855.9213 | 49424919.6193 | 44272331.496
2017 | 7 | 0 | 25162694.8426 | 53268441.0148 | 52161184.8314 | 45763814.4623 | 40247574.0873
2018 | 8 | 0 | 25162694.8426 | 53268441.0148 | 49208664.9353 | 42373902.2799 | 36588703.7157
2019 | 9 | 0 | 25162694.8426 | 53268441.0148 | 46423268.8069 | 39235094.7036 | 33262457.9234
2020 | 10 | 0 | 25162694.8426 | 53268441.0148 | 43795536.6103 | 36328791.3922 | 30238598.1122
2021 | 11 | 0 | 25162694.8426 | 53268441.0148 | 41316543.972 | 33637769.8076 | 27489634.6474
2022 | 12 | 0 | 25162694.8426 | 53268441.0148 | 38977871.6717 | 31146083.1552 | 24990576.9522
2023 | 13 | 0 | 25162694.8426 | 53268441.0148 | 36771577.0487 | 28838965.8844 | 22718706.3202
2024 | 14 | 0 | 25162694.8426 | 53268441.0148 | 34690167.0271 | 26702746.1893 | 20653369.382
2025 | 15 | 0 | 25162694.8426 | 53268441.0148 | 32726572.6671 | 24724764.9901 | 18775790.3473
2026 | 16 | 0 | 25162694.8426 | 53268441.0148 | 30874125.1576 | 22893300.9168 | 17068900.3157
2027 | 17 | 0 | 25162694.8426 | 53268441.0148 | 29126533.1676 | 21197500.8488 | 15517182.1052
2028 | 18 | 0 | 25162694.8426 | 53268441.0148 | 27477861.4788 | 19627315.6008 | 14106529.1865
2029 | 19 | 0 | 26494037.793 | 53268441.0148 | 26362536.9956 | 18481928.594 | 13041802.6532
2030 | 20 | 0 | 26494037.793 | 53268441.0148 | 24870317.9204 | 17112896.8463 | 11856184.2302
2031 | 21 | 0 | 26494037.793 | 53268441.0148 | 23462564.0759 | 15845274.8577 | 10778349.3002
2032 | 22 | 0 | 26494037.793 | 53268441.0148 | 22134494.4112 | 14671550.7942 | 9798499.3638
2033 | 23 | 0 | 26494037.793 | 53268441.0148 | 20881598.5011 | 13584769.2539 | 8907726.6944
2034 | 24 | 0 | 26494037.793 | 53268441.0148 | 19699621.2275 | 12578490.0499 | 8097933.3585
2035 | 25 | 0 | 26494037.793 | 53268441.0148 | 18584548.3278 | 11646750.0462 | 7361757.5986
2036 | 26 | 0 | 26494037.793 | 53268441.0148 | 17532592.7621 | 10784027.8205 | 6692506.9079
2037 | 27 | 0 | 26494037.793 | 53268441.0148 | 16540181.851 | 9985210.9449 | 6084097.189
2038 | 28 | 0 | 26494037.793 | 53268441.0148 | 15603945.1425 | 9245565.6898 | 5530997.4445
2039 | 29 | 0 | 26494037.793 | 53268441.0148 | 14720702.9646 | 8560708.972 | 5028179.495
2040 | 30 | 0 | 26494037.793 | 53268441.0148 | 13887455.627 | 7926582.3815 | 4571072.2682
2041 | 31 | 0 | 26494037.793 | 53268441.0148 | 13101373.233 | 7339428.131 | 4155520.2438
2042 | 32 | 0 | 26494037.793 | 53268441.0148 | 12359786.0689 | 6795766.788 | 3777745.6762
2043 | 33 | 0 | 26494037.793 | 53268441.0148 | 11660175.5367 | 6292376.6555 | 3434314.2511
2044 | 34 | 0 | 28757320.8086 | 53268441.0148 | 11312298.4273 | 5991596.8817 | 3210694.4495
2045 | 35 | 0 | 28757320.8086 | 53268441.0148 | 10671979.6484 | 5547774.8905 | 2918813.1359
2046 | 36 | 0 | 28757320.8086 | 53268441.0148 | 10067905.3287 | 5136828.6023 | 2653466.4872
2047 | 37 | 0 | 28757320.8086 | 53268441.0148 | 9498023.895 | 4756322.7799 | 2412242.2611
2048 | 38 | 0 | 28757320.8086 | 53268441.0148 | 8960399.9009 | 4404002.574 | 2192947.5101
2049 | 39 | 0 | 28757320.8086 | 53268441.0148 | 8453207.4537 | 4077780.1611 | 1993588.6455
2050 | 40 | 0 | 28757320.8086 | 53268441.0148 | 7974724.0129 | 3775722.3714 | 1812353.3141
2051 | 41 | 0 | 28757320.8086 | 53268441.0148 | 7523324.5405 | 3496039.2328 | 1647593.9219
2052 | 42 | 0 | 28757320.8086 | 53268441.0148 | 7097475.9816 | 3237073.3637 | 1497812.6563
2053 | 43 | 0 | 28757320.8086 | 53268441.0148 | 6695732.0581 | 2997290.1516 | 1361647.8694
2054 | 44 | 0 | 28757320.8086 | 53268441.0148 | 6316728.3567 | 2775268.6589 | 1237861.6994
2055 | 45 | 0 | 28757320.8086 | 53268441.0148 | 5959177.695 | 2569693.2026 | 1125328.8177
2056 | 46 | 0 | 28757320.8086 | 53268441.0148 | 5621865.75 | 2379345.558 | 1023026.1979
2057 | 47 | 0 | 28757320.8086 | 53268441.0148 | 5303646.934 | 2203097.7389 | 930023.8162
2058 | 48 | 0 | 28757320.8086 | 53268441.0148 | 5003440.5038 | 2039905.3138 | 845476.1966
2059 | 49 | 0 | 31952543.8896 | 53268441.0148 | 4904098.1226 | 1962377.3846 | 798555.263
2060 | 50 | 0 | 31952543.8896 | 53268441.0148 | 4626507.6629 | 1817016.0968 | 725959.33
2061 | 51 | 0 | 31952543.8896 | 53268441.0148 | 4364629.8706 | 1682422.3119 | 659963.0273
2062 | 52 | 0 | 31952543.8896 | 53268441.0148 | 4117575.3496 | 1557798.4369 | 599966.3884
2063 | 53 | 0 | 31952543.8896 | 53268441.0148 | 3884505.0468 | 1442405.9601 | 545423.9895
2064 | 54 | 0 | 31952543.8896 | 53268441.0148 | 3664627.4027 | 1335561.0742 | 495839.9904
2065 | 55 | 0 | 31952543.8896 | 53268441.0148 | 3457195.6629 | 1236630.6243 | 450763.6277
2066 | 56 | 0 | 31952543.8896 | 53268441.0148 | 3261505.3424 | 1145028.3558 | 409785.1161
2067 | 57 | 0 | 31952543.8896 | 53268441.0148 | 3076891.8324 | 1060211.4405 | 372531.9237
2068 | 58 | 0 | 31952543.8896 | 53268441.0148 | 2902728.1438 | 981677.2598 | 338665.3852
2069 | 59 | 0 | 31952543.8896 | 53268441.0148 | 2738422.7772 | 908960.4257 | 307877.6229
2070 | 60 | 0 | 31952543.8896 | 53268441.0148 | 2583417.7143 | 841630.0238 | 279888.7481
2071 | 61 | 0 | 31952543.8896 | 53268441.0148 | 2437186.5229 | 779287.0591 | 254444.3164
2072 | 62 | 0 | 31952543.8896 | 53268441.0148 | 2299232.5688 | 721562.0917 | 231313.0149
2073 | 63 | 0 | 31952543.8896 | 53268441.0148 | 2169087.3291 | 668113.0479 | 210284.559
[5 empty] | 10902488875.7126 | 10601868423.1286 | 10415425829.2485

## Life Cycle Costing
Table 8: Option 1A Life Cycle Costing
Year | Reference Year | Capital Cost | Electricity - Pumping Cost | Maintenance Cost | NPV at 6% Discount Rate | NPV at 8% Discount Rate | NPV at 10% Discount Rate
2010 | 0 | 2701755529.8101 |  |  | 2701755529.8101 | 2701755529.8101 | 2701755529.8101
2011 | 1 | 2701755529.8101 |  |  | 2701755529.8101 | 2701755529.8101 | 2701755529.8101
2012 | 2 | 2701755529.8101 |  |  | 2701755529.8101 | 2701755529.8101 | 2701755529.8101
2013 | 3 | 2701755529.8101 |  |  | 2701755529.8101 | 2701755529.8101 | 2701755529.8101
2014 | 4 | 0 | 27678964.3268 | 58595285.1163 | 68337286.2845 | 63414148.8683 | 58926473.2212
2015 | 5 | 0 | 27678964.3268 | 58595285.1163 | 64469138.0043 | 58716804.5077 | 53569521.1102
2016 | 6 | 0 | 27678964.3268 | 58595285.1163 | 60819941.5135 | 54367411.5812 | 48699564.6456
2017 | 7 | 0 | 27678964.3268 | 58595285.1163 | 57377303.3146 | 50340195.9085 | 44272331.496
2018 | 8 | 0 | 27678964.3268 | 58595285.1163 | 54129531.4288 | 46611292.5079 | 40247574.0873
2019 | 9 | 0 | 27678964.3268 | 58595285.1163 | 51065595.6876 | 43158604.174 | 36588703.7157
2020 | 10 | 0 | 27678964.3268 | 58595285.1163 | 48175090.2713 | 39961670.5314 | 33262457.9234
2021 | 11 | 0 | 27678964.3268 | 58595285.1163 | 45448198.3692 | 37001546.7884 | 30238598.1122
2022 | 12 | 0 | 27678964.3268 | 58595285.1163 | 42875658.8388 | 34260691.4707 | 27489634.6474
2023 | 13 | 0 | 27678964.3268 | 58595285.1163 | 40448734.7536 | 31722862.4729 | 24990576.9522
2024 | 14 | 0 | 27678964.3268 | 58595285.1163 | 38159183.7298 | 29373020.8082 | 22718706.3202
2025 | 15 | 0 | 27678964.3268 | 58595285.1163 | 35999229.9338 | 27197241.4891 | 20653369.382
2026 | 16 | 0 | 27678964.3268 | 58595285.1163 | 33961537.6734 | 25182631.0084 | 18775790.3473
2027 | 17 | 0 | 27678964.3268 | 58595285.1163 | 32039186.4843 | 23317250.9337 | 17068900.3157
2028 | 18 | 0 | 27678964.3268 | 58595285.1163 | 30225647.6267 | 21590047.1609 | 15517182.1052
2029 | 19 | 0 | 29143441.5723 | 58595285.1163 | 28998790.6952 | 20330121.4534 | 14345982.9185
2030 | 20 | 0 | 29143441.5723 | 58595285.1163 | 27357349.7125 | 18824186.5309 | 13041802.6532
2031 | 21 | 0 | 29143441.5723 | 58595285.1163 | 25808820.4835 | 17429802.3435 | 11856184.2302
2032 | 22 | 0 | 29143441.5723 | 58595285.1163 | 24347943.8523 | 16138705.8736 | 10778349.3002
2033 | 23 | 0 | 29143441.5723 | 58595285.1163 | 22969758.3512 | 14943246.1792 | 9798499.3638
2034 | 24 | 0 | 29143441.5723 | 58595285.1163 | 21669583.3502 | 13836339.0549 | 8907726.6944
2035 | 25 | 0 | 29143441.5723 | 58595285.1163 | 20443003.1606 | 12811425.0508 | 8097933.3585
2036 | 26 | 0 | 29143441.5723 | 58595285.1163 | 19285852.0383 | 11862430.6026 | 7361757.5986
2037 | 27 | 0 | 29143441.5723 | 58595285.1163 | 18194200.0361 | 10983732.0394 | 6692506.9079
2038 | 28 | 0 | 29143441.5723 | 58595285.1163 | 17164339.6567 | 10170122.2587 | 6084097.189
2039 | 29 | 0 | 29143441.5723 | 58595285.1163 | 16192773.2611 | 9416779.8692 | 5530997.4445
2040 | 30 | 0 | 29143441.5723 | 58595285.1163 | 15276201.1897 | 8719240.6196 | 5028179.495
2041 | 31 | 0 | 29143441.5723 | 58595285.1163 | 14411510.5563 | 8073370.9441 | 4571072.2682
2042 | 32 | 0 | 29143441.5723 | 58595285.1163 | 13595764.6758 | 7475343.4668 | 4155520.2438
2043 | 33 | 0 | 29143441.5723 | 58595285.1163 | 12826193.0903 | 6921614.3211 | 3777745.6762
2044 | 34 | 0 | 31633052.8895 | 58595285.1163 | 12443528.27 | 6590756.5699 | 3531763.8945
2045 | 35 | 0 | 31633052.8895 | 58595285.1163 | 11739177.6133 | 6102552.3796 | 3210694.4495
2046 | 36 | 0 | 31633052.8895 | 58595285.1163 | 11074695.8616 | 5650511.4625 | 2918813.1359
2047 | 37 | 0 | 31633052.8895 | 58595285.1163 | 10447826.2845 | 5231955.0579 | 2653466.4872
2048 | 38 | 0 | 31633052.8895 | 58595285.1163 | 9856439.891 | 4844402.8314 | 2412242.2611
2049 | 39 | 0 | 31633052.8895 | 58595285.1163 | 9298528.1991 | 4485558.1772 | 2192947.5101
2050 | 40 | 0 | 31633052.8895 | 58595285.1163 | 8772196.4142 | 4153294.6085 | 1993588.6455
2051 | 41 | 0 | 31633052.8895 | 58595285.1163 | 8275656.9946 | 3845643.1561 | 1812353.3141
2052 | 42 | 0 | 31633052.8895 | 58595285.1163 | 7807223.5798 | 3560780.7001 | 1647593.9219
2053 | 43 | 0 | 31633052.8895 | 58595285.1163 | 7365305.2639 | 3297019.1667 | 1497812.6563
2054 | 44 | 0 | 31633052.8895 | 58595285.1163 | 6948401.1924 | 3052795.5247 | 1361647.8694
2055 | 45 | 0 | 31633052.8895 | 58595285.1163 | 6555095.4645 | 2826662.5229 | 1237861.6994
2056 | 46 | 0 | 31633052.8895 | 58595285.1163 | 6184052.325 | 2617280.1138 | 1125328.8177
2057 | 47 | 0 | 31633052.8895 | 58595285.1163 | 5834011.6274 | 2423407.5128 | 1023026.1979
2058 | 48 | 0 | 31633052.8895 | 58595285.1163 | 5503784.5541 | 2243895.8452 | 930023.8162
2059 | 49 | 0 | 35147798.2786 | 58595285.1163 | 5394507.9349 | 2158615.123 | 878410.7893
2060 | 50 | 0 | 35147798.2786 | 58595285.1163 | 5089158.4292 | 1998717.7065 | 798555.263
2061 | 51 | 0 | 35147798.2786 | 58595285.1163 | 4801092.8577 | 1850664.5431 | 725959.33
2062 | 52 | 0 | 35147798.2786 | 58595285.1163 | 4529332.8846 | 1713578.2806 | 659963.0273
2063 | 53 | 0 | 35147798.2786 | 58595285.1163 | 4272955.5515 | 1586646.5561 | 599966.3884
2064 | 54 | 0 | 35147798.2786 | 58595285.1163 | 4031090.1429 | 1469117.1816 | 545423.9895
2065 | 55 | 0 | 35147798.2786 | 58595285.1163 | 3802915.2292 | 1360293.6867 | 495839.9904
2066 | 56 | 0 | 35147798.2786 | 58595285.1163 | 3587655.8766 | 1259531.1914 | 450763.6277
2067 | 57 | 0 | 35147798.2786 | 58595285.1163 | 3384581.0157 | 1166232.5846 | 409785.1161
2068 | 58 | 0 | 35147798.2786 | 58595285.1163 | 3193000.9582 | 1079844.9857 | 372531.9237
2069 | 59 | 0 | 35147798.2786 | 58595285.1163 | 3012265.0549 | 999856.4683 | 338665.3852
2070 | 60 | 0 | 35147798.2786 | 58595285.1163 | 2841759.4857 | 925793.0262 | 307877.6229
2071 | 61 | 0 | 35147798.2786 | 58595285.1163 | 2680905.1752 | 857215.765 | 279888.7481
2072 | 62 | 0 | 35147798.2786 | 58595285.1163 | 2529155.8257 | 793718.3009 | 254444.3164
2073 | 63 | 0 | 35147798.2786 | 58595285.1163 | 2385996.062 | 734924.3527 | 231313.0149
[5 empty] | 11992737763.2839 | 11662055265.4415 | 11456968412.1733