## Cost Estimates
Air Valve, Scour Valve & Isolating Budget |  |  |  | Steel Pipe Prices |  | Pump Station Costs - DWA 2003 Escalated to 2010 |  | Electricity Costs | Pula | Rand | Reservoir Costing |  | Minor Loss - k | 150 | Pipe Trench Excavation & Back Fill
Pipe Diameter (mm) | Civil Rate/m | Mechanical Rate/m | Total R/m | Coating Cost Per m2 | 200 | PS Capacity kW | Cost R/kW | Fixed Charge Per Month | 26.09 | 28.699 | Reservoir (incl. earthowrks and lining) per m3 | 80 |  |  | Excavation Cost (R/m3) | 50
500 | 40 | 70 | 110 | Steel Pipe Cost Per Ton | 17.5 | 100 | 30227.6622 | Energy Charge Per kWh | 0.4096 | 0.45056 |  |  | Friction Factors |  | Bedding and Cradle Fill (R/m3) | 165
600 | 40 | 80 | 120 | Delivery Cost Per m | 85 | 200 | 25032.9622 | [5 empty] | Ks (mm) - New | 0.03 | Main Fill (R/m3) | 55
700 | 40 | 100 | 140 | Laying and Joining 20% of Pipe Price |  | 300 | 22423.6676 | [5 empty] | Ks (mm) - Average | 0.06 | Spoil (R/m3) | 45
800 | 40 | 140 | 180 |  |  | 400 | 20740.1478 | [5 empty] | Ks (mm) - Old | 0.15
900 | 40 | 190 | 230 |  |  | 500 | 19523.2464 | [5 empty] | Ks (mm) - Biofilm | 0.5
1000 | 40 | 250 | 290 |  |  | 600 | 18582.6012
1100 | 40 | 360 | 400 |  |  | 700 | 17823.054
1200 | 50 | 460 | 510 |  |  | 800 | 17190.3824
1300 | 50 | 480 | 530 |  |  | 900 | 16651.2418
1400 | 50 | 500 | 550 |  |  | 1000 | 16183.5318
1500 | 50 | 530 | 580 |  |  | 2000 | 13420.2993
1600 | 60 | 560 | 620 |  |  | 3000 | 12030.295
1700 | 60 | 580 | 640 |  |  | 5000 | 10484.1624
1800 | 60 | 600 | 660 |  |  | 6000 | 9982.2899
1900 | 70 | 640 | 710 |  |  | 7000 | 9576.9667
2000 | 70 | 680 | 750 |  |  | 8000 | 9239.3348
2100 | 70 | 720 | 790 |  |  | 9000 | 8951.5188
2200 | 80 | 760 | 840 |  |  | 10000 | 8701.7305
2300 | 80 | 770 | 850 |  |  | 20000 | 7225.0136
2400 | 90 | 810 | 900 |  |  | 40000 | 6001.0824
2500 | 90 | 850 | 940 |  |  | 50000 | 5653.4377
[6 empty] | 60000 | 5384.5442
[6 empty] | 70000 | 5167.2937
[6 empty] | 80000 | 4986.2759
[6 empty] | 90000 | 4831.929
[6 empty] | 100000 | 4697.9511

## Pipeline Pricing
Option 4A Pipeline Pricing
Chainage (km) | Elevation (m) | Section Length (km) | Diameter (m) | Pipe Wall thickness (mm) | Steel Mass (kg) | Pipe Area (m2) | Coating Cost | Delivery Cost | Pipe Cost | Chamber Cost R/m | Chamber Cost R | Pumpstation Name | Pump Station Power | Reservoir Name | Volume m3
2 | 1069.018 | 0 | 1.9 | 11.875 | 0 | 0 | 0 | 0 | 0 | 710 | 0 | PS1 | 2342 | BPT 3 | 35277.12
4 | 1067.321 | 2 | 1.9 | 11.875 | 1105894.9783 | 11938.0521 | 2387610.4167 | 170000 | 19353162.121 | 710 | 1420000 | PS3 | 12177 | BPT 5 | 35277.12
6 | 1064.035 | 2 | 1.9 | 11.875 | 1105894.9783 | 11938.0521 | 2387610.4167 | 170000 | 19353162.121 | 710 | 1420000
8 | 1063.832 | 2 | 1.9 | 11.875 | 1105894.9783 | 11938.0521 | 2387610.4167 | 170000 | 19353162.121 | 710 | 1420000
10 | 1067.893 | 2 | 1.9 | 11.875 | 1105894.9783 | 11938.0521 | 2387610.4167 | 170000 | 19353162.121 | 710 | 1420000
12 | 1075.133 | 2 | 1.9 | 11.875 | 1105894.9783 | 11938.0521 | 2387610.4167 | 170000 | 19353162.121 | 710 | 1420000
14 | 1082.768 | 2 | 1.9 | 11.875 | 1105894.9783 | 11938.0521 | 2387610.4167 | 170000 | 19353162.121 | 710 | 1420000
16 | 1089.726 | 2 | 1.9 | 11.875 | 1105894.9783 | 11938.0521 | 2387610.4167 | 170000 | 19353162.121 | 710 | 1420000
18 | 1094.131 | 2 | 1.9 | 11.875 | 1105894.9783 | 11938.0521 | 2387610.4167 | 170000 | 19353162.121 | 710 | 1420000
20 | 1097.897 | 2 | 1.9 | 11.875 | 1105894.9783 | 11938.0521 | 2387610.4167 | 170000 | 19353162.121 | 710 | 1420000
22 | 1101.67 | 2 | 1.9 | 11.875 | 1105894.9783 | 11938.0521 | 2387610.4167 | 170000 | 19353162.121 | 710 | 1420000
24 | 1095.952 | 2 | 1.9 | 11.875 | 1105894.9783 | 11938.0521 | 2387610.4167 | 170000 | 19353162.121 | 710 | 1420000
26 | 1090.107 | 2 | 1.9 | 11.875 | 1105894.9783 | 11938.0521 | 2387610.4167 | 170000 | 19353162.121 | 710 | 1420000
28 | 1085.781 | 2 | 1.9 | 11.875 | 1105894.9783 | 11938.0521 | 2387610.4167 | 170000 | 19353162.121 | 710 | 1420000
30 | 1081.89 | 2 | 1.9 | 11.875 | 1105894.9783 | 11938.0521 | 2387610.4167 | 170000 | 19353162.121 | 710 | 1420000
32 | 1077.937 | 2 | 1.9 | 11.875 | 1105894.9783 | 11938.0521 | 2387610.4167 | 170000 | 19353162.121 | 710 | 1420000
34 | 1074.89 | 2 | 1.9 | 11.875 | 1105894.9783 | 11938.0521 | 2387610.4167 | 170000 | 19353162.121 | 710 | 1420000
36 | 1071.114 | 2 | 1.9 | 11.875 | 1105894.9783 | 11938.0521 | 2387610.4167 | 170000 | 19353162.121 | 710 | 1420000
38 | 1065.311 | 2 | 1.9 | 11.875 | 1105894.9783 | 11938.0521 | 2387610.4167 | 170000 | 19353162.121 | 710 | 1420000
40 | 1059.051 | 2 | 1.9 | 11.875 | 1105894.9783 | 11938.0521 | 2387610.4167 | 170000 | 19353162.121 | 710 | 1420000
42 | 1054.28 | 2 | 1.9 | 11.875 | 1105894.9783 | 11938.0521 | 2387610.4167 | 170000 | 19353162.121 | 710 | 1420000
44 | 1053.871 | 2 | 1.9 | 11.875 | 1105894.9783 | 11938.0521 | 2387610.4167 | 170000 | 19353162.121 | 710 | 1420000
46 | 1050.42 | 2 | 1.9 | 11.875 | 1105894.9783 | 11938.0521 | 2387610.4167 | 170000 | 19353162.121 | 710 | 1420000
48 | 1052.704 | 2 | 1.9 | 11.875 | 1105894.9783 | 11938.0521 | 2387610.4167 | 170000 | 19353162.121 | 710 | 1420000
50 | 1056.355 | 2 | 1.9 | 11.875 | 1105894.9783 | 11938.0521 | 2387610.4167 | 170000 | 19353162.121 | 710 | 1420000
52 | 1058.466 | 2 | 1.9 | 11.875 | 1105894.9783 | 11938.0521 | 2387610.4167 | 170000 | 19353162.121 | 710 | 1420000
54 | 1055.99 | 2 | 1.9 | 11.875 | 1105894.9783 | 11938.0521 | 2387610.4167 | 170000 | 19353162.121 | 710 | 1420000
56 | 1055.66 | 2 | 1.9 | 11.875 | 1105894.9783 | 11938.0521 | 2387610.4167 | 170000 | 19353162.121 | 710 | 1420000
58 | 1056.404 | 2 | 1.9 | 11.875 | 1105894.9783 | 11938.0521 | 2387610.4167 | 170000 | 19353162.121 | 710 | 1420000
60 | 1056.841 | 2 | 1.9 | 11.875 | 1105894.9783 | 11938.0521 | 2387610.4167 | 170000 | 19353162.121 | 710 | 1420000
62 | 1056.377 | 2 | 1.9 | 11.875 | 1105894.9783 | 11938.0521 | 2387610.4167 | 170000 | 19353162.121 | 710 | 1420000
64 | 1052.503 | 2 | 1.9 | 11.875 | 1105894.9783 | 11938.0521 | 2387610.4167 | 170000 | 19353162.121 | 710 | 1420000
66 | 1046.022 | 2 | 1.9 | 11.875 | 1105894.9783 | 11938.0521 | 2387610.4167 | 170000 | 19353162.121 | 710 | 1420000
68 | 1036.575 | 2 | 1.9 | 11.875 | 1105894.9783 | 11938.0521 | 2387610.4167 | 170000 | 19353162.121 | 710 | 1420000
70 | 1031.818 | 2 | 1.9 | 11.875 | 1105894.9783 | 11938.0521 | 2387610.4167 | 170000 | 19353162.121 | 710 | 1420000
72 | 1027.675 | 2 | 1.9 | 11.875 | 1105894.9783 | 11938.0521 | 2387610.4167 | 170000 | 19353162.121 | 710 | 1420000
74 | 1023.844 | 2 | 1.9 | 11.875 | 1105894.9783 | 11938.0521 | 2387610.4167 | 170000 | 19353162.121 | 710 | 1420000
76 | 1020.888 | 2 | 1.9 | 11.875 | 1105894.9783 | 11938.0521 | 2387610.4167 | 170000 | 19353162.121 | 710 | 1420000
78 | 1023.648 | 2 | 1.9 | 11.875 | 1105894.9783 | 11938.0521 | 2387610.4167 | 170000 | 19353162.121 | 710 | 1420000
80 | 1027.566 | 2 | 1.9 | 11.875 | 1105894.9783 | 11938.0521 | 2387610.4167 | 170000 | 19353162.121 | 710 | 1420000
82 | 1032.371 | 2 | 1.9 | 11.875 | 1105894.9783 | 11938.0521 | 2387610.4167 | 170000 | 19353162.121 | 710 | 1420000
84 | 1034.983 | 2 | 1.9 | 11.875 | 1105894.9783 | 11938.0521 | 2387610.4167 | 170000 | 19353162.121 | 710 | 1420000
86 | 1033.213 | 2 | 1.9 | 11.875 | 1105894.9783 | 11938.0521 | 2387610.4167 | 170000 | 19353162.121 | 710 | 1420000
88 | 1031.188 | 2 | 1.9 | 11.875 | 1105894.9783 | 11938.0521 | 2387610.4167 | 170000 | 19353162.121 | 710 | 1420000
90 | 1029.08 | 2 | 1.9 | 11.875 | 1105894.9783 | 11938.0521 | 2387610.4167 | 170000 | 19353162.121 | 710 | 1420000
92 | 1026.322 | 2 | 1.9 | 11.875 | 1105894.9783 | 11938.0521 | 2387610.4167 | 170000 | 19353162.121 | 710 | 1420000
94 | 1023.207 | 2 | 1.9 | 11.875 | 1105894.9783 | 11938.0521 | 2387610.4167 | 170000 | 19353162.121 | 710 | 1420000
96 | 1021.503 | 2 | 1.9 | 11.875 | 1105894.9783 | 11938.0521 | 2387610.4167 | 170000 | 19353162.121 | 710 | 1420000
98 | 1019.765 | 2 | 1.9 | 11.875 | 1105894.9783 | 11938.0521 | 2387610.4167 | 170000 | 19353162.121 | 710 | 1420000
100 | 1018.493 | 2 | 1.9 | 11.875 | 1105894.9783 | 11938.0521 | 2387610.4167 | 170000 | 19353162.121 | 710 | 1420000
102 | 1016.444 | 2 | 1.9 | 11.875 | 1105894.9783 | 11938.0521 | 2387610.4167 | 170000 | 19353162.121 | 710 | 1420000
104 | 1013.288 | 2 | 1.9 | 11.875 | 1105894.9783 | 11938.0521 | 2387610.4167 | 170000 | 19353162.121 | 710 | 1420000
106 | 1007.843 | 2 | 1.9 | 11.875 | 1105894.9783 | 11938.0521 | 2387610.4167 | 170000 | 19353162.121 | 710 | 1420000
108 | 1001.282 | 2 | 1.9 | 11.875 | 1105894.9783 | 11938.0521 | 2387610.4167 | 170000 | 19353162.121 | 710 | 1420000
110 | 996.609 | 2 | 1.9 | 11.875 | 1105894.9783 | 11938.0521 | 2387610.4167 | 170000 | 19353162.121 | 710 | 1420000
112 | 992.999 | 2 | 1.9 | 11.875 | 1105894.9783 | 11938.0521 | 2387610.4167 | 170000 | 19353162.121 | 710 | 1420000
114 | 993.639 | 2 | 1.9 | 11.875 | 1105894.9783 | 11938.0521 | 2387610.4167 | 170000 | 19353162.121 | 710 | 1420000
116 | 994.611 | 2 | 1.9 | 11.875 | 1105894.9783 | 11938.0521 | 2387610.4167 | 170000 | 19353162.121 | 710 | 1420000
118 | 995.751 | 2 | 1.9 | 11.875 | 1105894.9783 | 11938.0521 | 2387610.4167 | 170000 | 19353162.121 | 710 | 1420000
120 | 996.479 | 2 | 1.9 | 11.875 | 1105894.9783 | 11938.0521 | 2387610.4167 | 170000 | 19353162.121 | 710 | 1420000
122 | 996.147 | 2 | 1.9 | 11.875 | 1105894.9783 | 11938.0521 | 2387610.4167 | 170000 | 19353162.121 | 710 | 1420000
124 | 992.094 | 2 | 1.9 | 11.875 | 1105894.9783 | 11938.0521 | 2387610.4167 | 170000 | 19353162.121 | 710 | 1420000
126 | 985.623 | 2 | 1.9 | 11.875 | 1105894.9783 | 11938.0521 | 2387610.4167 | 170000 | 19353162.121 | 710 | 1420000
128 | 977.759 | 2 | 1.9 | 11.875 | 1105894.9783 | 11938.0521 | 2387610.4167 | 170000 | 19353162.121 | 710 | 1420000
130 | 969.772 | 2 | 1.9 | 11.875 | 1105894.9783 | 11938.0521 | 2387610.4167 | 170000 | 19353162.121 | 710 | 1420000
132 | 981.785 | 2 | 1.9 | 11.875 | 1105894.9783 | 11938.0521 | 2387610.4167 | 170000 | 19353162.121 | 710 | 1420000
134 | 991.458 | 2 | 1.9 | 11.875 | 1105894.9783 | 11938.0521 | 2387610.4167 | 170000 | 19353162.121 | 710 | 1420000
136 | 987.77 | 2 | 1.9 | 11.875 | 1105894.9783 | 11938.0521 | 2387610.4167 | 170000 | 19353162.121 | 710 | 1420000
138 | 982.725 | 2 | 1.9 | 11.875 | 1105894.9783 | 11938.0521 | 2387610.4167 | 170000 | 19353162.121 | 710 | 1420000
140 | 977.559 | 2 | 1.9 | 11.875 | 1105894.9783 | 11938.0521 | 2387610.4167 | 170000 | 19353162.121 | 710 | 1420000
142 | 975.289 | 2 | 1.9 | 11.875 | 1105894.9783 | 11938.0521 | 2387610.4167 | 170000 | 19353162.121 | 710 | 1420000
144 | 973.968 | 2 | 1.9 | 11.875 | 1105894.9783 | 11938.0521 | 2387610.4167 | 170000 | 19353162.121 | 710 | 1420000
146 | 962.473 | 2 | 1.9 | 11.875 | 1105894.9783 | 11938.0521 | 2387610.4167 | 170000 | 19353162.121 | 710 | 1420000
148 | 951.285 | 2 | 1.9 | 11.875 | 1105894.9783 | 11938.0521 | 2387610.4167 | 170000 | 19353162.121 | 710 | 1420000
150 | 948.174 | 2 | 1.9 | 11.875 | 1105894.9783 | 11938.0521 | 2387610.4167 | 170000 | 19353162.121 | 710 | 1420000
152 | 944.641 | 2 | 1.9 | 11.875 | 1105894.9783 | 11938.0521 | 2387610.4167 | 170000 | 19353162.121 | 710 | 1420000
154 | 941.566 | 2 | 1.9 | 11.875 | 1105894.9783 | 11938.0521 | 2387610.4167 | 170000 | 19353162.121 | 710 | 1420000
156 | 940.942 | 2 | 1.9 | 11.875 | 1105894.9783 | 11938.0521 | 2387610.4167 | 170000 | 19353162.121 | 710 | 1420000
158 | 939.726 | 2 | 1.8 | 11.25 | 992548.4016 | 11309.7336 | 2261946.7106 | 170000 | 17369597.0283 | 660 | 1320000
160 | 936.738 | 2 | 1.8 | 11.25 | 992548.4016 | 11309.7336 | 2261946.7106 | 170000 | 17369597.0283 | 660 | 1320000
162 | 933.65 | 2 | 1.8 | 11.25 | 992548.4016 | 11309.7336 | 2261946.7106 | 170000 | 17369597.0283 | 660 | 1320000
164 | 932.745 | 2 | 1.8 | 11.25 | 992548.4016 | 11309.7336 | 2261946.7106 | 170000 | 17369597.0283 | 660 | 1320000
166 | 931.696 | 2 | 1.8 | 11.25 | 992548.4016 | 11309.7336 | 2261946.7106 | 170000 | 17369597.0283 | 660 | 1320000
168 | 930.999 | 2 | 1.8 | 11.25 | 992548.4016 | 11309.7336 | 2261946.7106 | 170000 | 17369597.0283 | 660 | 1320000
170 | 930.885 | 2 | 1.8 | 11.25 | 992548.4016 | 11309.7336 | 2261946.7106 | 170000 | 17369597.0283 | 660 | 1320000
172 | 930.378 | 2 | 1.8 | 11.25 | 992548.4016 | 11309.7336 | 2261946.7106 | 170000 | 17369597.0283 | 660 | 1320000
174 | 931.324 | 2 | 1.8 | 11.25 | 992548.4016 | 11309.7336 | 2261946.7106 | 170000 | 17369597.0283 | 660 | 1320000
176 | 933.53 | 2 | 1.8 | 11.25 | 992548.4016 | 11309.7336 | 2261946.7106 | 170000 | 17369597.0283 | 660 | 1320000
178 | 932.714 | 2 | 1.8 | 11.25 | 992548.4016 | 11309.7336 | 2261946.7106 | 170000 | 17369597.0283 | 660 | 1320000
180 | 928.311 | 2 | 1.8 | 11.25 | 992548.4016 | 11309.7336 | 2261946.7106 | 170000 | 17369597.0283 | 660 | 1320000
182 | 924.179 | 2 | 1.8 | 11.25 | 992548.4016 | 11309.7336 | 2261946.7106 | 170000 | 17369597.0283 | 660 | 1320000
184 | 928.398 | 2 | 1.8 | 11.25 | 992548.4016 | 11309.7336 | 2261946.7106 | 170000 | 17369597.0283 | 660 | 1320000
186 | 930.866 | 2 | 1.8 | 11.25 | 992548.4016 | 11309.7336 | 2261946.7106 | 170000 | 17369597.0283 | 660 | 1320000
188 | 928.411 | 2 | 1.8 | 11.25 | 992548.4016 | 11309.7336 | 2261946.7106 | 170000 | 17369597.0283 | 660 | 1320000
190 | 927.849 | 2 | 1.8 | 11.25 | 992548.4016 | 11309.7336 | 2261946.7106 | 170000 | 17369597.0283 | 660 | 1320000
192 | 926.71 | 2 | 1.8 | 11.25 | 992548.4016 | 11309.7336 | 2261946.7106 | 170000 | 17369597.0283 | 660 | 1320000
194 | 926.201 | 2 | 1.8 | 11.25 | 992548.4016 | 11309.7336 | 2261946.7106 | 170000 | 17369597.0283 | 660 | 1320000
196 | 924.509 | 2 | 1.8 | 11.25 | 992548.4016 | 11309.7336 | 2261946.7106 | 170000 | 17369597.0283 | 660 | 1320000
198 | 923.417 | 2 | 1.8 | 11.2952 | 996509.3057 | 11309.7336 | 2261946.7106 | 170000 | 17438912.8492 | 660 | 1320000
200 | 923.011 | 2 | 1.8 | 11.3195 | 998644.849 | 11309.7336 | 2261946.7106 | 170000 | 17476284.8575 | 660 | 1320000
202 | 921.969 | 2 | 1.8 | 11.3821 | 1004125.4583 | 11309.7336 | 2261946.7106 | 170000 | 17572195.5205 | 660 | 1320000
204 | 920.661 | 2 | 1.8 | 11.4605 | 1011004.6025 | 11309.7336 | 2261946.7106 | 170000 | 17692580.5441 | 660 | 1320000
206 | 920.243 | 2 | 1.8 | 11.4856 | 1013202.8554 | 11309.7336 | 2261946.7106 | 170000 | 17731049.9688 | 660 | 1320000
208 | 919.297 | 2 | 1.8 | 11.5424 | 1018177.6195 | 11309.7336 | 2261946.7106 | 170000 | 17818108.3416 | 660 | 1320000
210 | 917.533 | 2 | 1.8 | 11.6482 | 1027453.1808 | 11309.7336 | 2261946.7106 | 170000 | 17980430.6641 | 660 | 1320000
212 | 917.684 | 2 | 1.8 | 11.6392 | 1026659.2276 | 11309.7336 | 2261946.7106 | 170000 | 17966536.4829 | 660 | 1320000
214 | 915.724 | 2 | 1.8 | 11.7568 | 1036964.2159 | 11309.7336 | 2261946.7106 | 170000 | 18146873.7777 | 660 | 1320000
216 | 915.73 | 2 | 1.8 | 11.7564 | 1036932.6721 | 11309.7336 | 2261946.7106 | 170000 | 18146321.7612 | 660 | 1320000
218 | 915.584 | 2 | 1.8 | 11.7652 | 1037700.2343 | 11309.7336 | 2261946.7106 | 170000 | 18159754.0995 | 660 | 1320000
220 | 915.444 | 2 | 1.8 | 11.7736 | 1038436.2457 | 11309.7336 | 2261946.7106 | 170000 | 18172634.2995 | 660 | 1320000
222 | 913.52 | 2 | 1.8 | 11.889 | 1048550.4405 | 11309.7336 | 2261946.7106 | 170000 | 18349632.708 | 660 | 1320000
224 | 912.524 | 2 | 1.8 | 11.9488 | 1053785.7546 | 11309.7336 | 2261946.7106 | 170000 | 18441250.7056 | 660 | 1320000
226 | 912.565 | 2 | 1.8 | 11.9463 | 1053570.2516 | 11309.7336 | 2261946.7106 | 170000 | 18437479.4037 | 660 | 1320000
228 | 913.484 | 2 | 2.2 | 19.8 | 2129173.4923 | 13823.0077 | 2764601.5352 | 170000 | 37260536.1153 | 840 | 1680000
230 | 913.545 | 2 | 2.2 | 19.7558 | 2124467.1056 | 13823.0077 | 2764601.5352 | 170000 | 37178174.3479 | 840 | 1680000
232 | 914.546 | 2 | 2.2 | 19.6427 | 2112414.3333 | 13823.0077 | 2764601.5352 | 170000 | 36967250.8331 | 840 | 1680000
234 | 918.285 | 2 | 2.2 | 19.3288 | 2078957.6466 | 13823.0077 | 2764601.5352 | 170000 | 36381758.8156 | 840 | 1680000
236 | 919.357 | 2 | 2.2 | 19.2105 | 2066345.0001 | 13823.0077 | 2764601.5352 | 170000 | 36161037.5019 | 840 | 1680000
238 | 918.649 | 2 | 2.2 | 19.2228 | 2067648.5413 | 13823.0077 | 2764601.5352 | 170000 | 36183849.4721 | 840 | 1680000
240 | 922.974 | 2 | 2.2 | 18.8659 | 2029595.8547 | 13823.0077 | 2764601.5352 | 170000 | 35517927.4565 | 840 | 1680000
242 | 927.375 | 2 | 2.2 | 18.5035 | 1990936.0143 | 13823.0077 | 2764601.5352 | 170000 | 34841380.2499 | 840 | 1680000
244 | 929.253 | 2 | 2.2 | 18.3261 | 1972007.0597 | 13823.0077 | 2764601.5352 | 170000 | 34510123.5451 | 840 | 1680000
246 | 930.863 | 2 | 2.2 | 18.1683 | 1955172.3912 | 13823.0077 | 2764601.5352 | 170000 | 34215516.8455 | 840 | 1680000
248 | 931.924 | 2 | 2.2 | 18.0508 | 1942632.2961 | 13823.0077 | 2764601.5352 | 170000 | 33996065.1813 | 840 | 1680000
250 | 936.722 | 2 | 2.2 | 17.6593 | 1900834.9656 | 13823.0077 | 2764601.5352 | 170000 | 33264611.898 | 840 | 1680000
252 | 941.777 | 2 | 2.2 | 17.2489 | 1857009.5342 | 13823.0077 | 2764601.5352 | 170000 | 32497666.8489 | 840 | 1680000
254 | 948.143 | 2 | 2.2 | 16.7423 | 1802894.5158 | 13823.0077 | 2764601.5352 | 170000 | 31550654.026 | 840 | 1680000
256 | 955.417 | 2 | 2.2 | 16.1692 | 1741635.2535 | 13823.0077 | 2764601.5352 | 170000 | 30478616.937 | 840 | 1680000
258 | 962.7 | 2 | 2.2 | 15.5954 | 1680272.9878 | 13823.0077 | 2764601.5352 | 170000 | 29404777.286 | 840 | 1680000
260 | 969.281 | 2 | 2.2 | 15.0731 | 1624387.9565 | 13823.0077 | 2764601.5352 | 170000 | 28426789.2395 | 840 | 1680000
262 | 980.284 | 2 | 2.2 | 14.2265 | 1533748.4729 | 13823.0077 | 2764601.5352 | 170000 | 26840598.2756 | 840 | 1680000
264 | 986.551 | 2 | 2.2 | 13.75 | 1482695.7604 | 13823.0077 | 2764601.5352 | 170000 | 25947175.8077 | 840 | 1680000
266 | 989.198 | 2 | 2.2 | 13.75 | 1482695.7604 | 13823.0077 | 2764601.5352 | 170000 | 25947175.8077 | 840 | 1680000
268 | 994.39 | 2 | 2.2 | 13.75 | 1482695.7604 | 13823.0077 | 2764601.5352 | 170000 | 25947175.8077 | 840 | 1680000
270 | 999.917 | 2 | 2.2 | 13.75 | 1482695.7604 | 13823.0077 | 2764601.5352 | 170000 | 25947175.8077 | 840 | 1680000
272 | 1004.623 | 2 | 2.2 | 13.75 | 1482695.7604 | 13823.0077 | 2764601.5352 | 170000 | 25947175.8077 | 840 | 1680000
274 | 1008.819 | 2 | 2.2 | 13.75 | 1482695.7604 | 13823.0077 | 2764601.5352 | 170000 | 25947175.8077 | 840 | 1680000
276 | 1007.834 | 2 | 2.2 | 13.75 | 1482695.7604 | 13823.0077 | 2764601.5352 | 170000 | 25947175.8077 | 840 | 1680000
278 | 1005.626 | 2 | 2.2 | 13.75 | 1482695.7604 | 13823.0077 | 2764601.5352 | 170000 | 25947175.8077 | 840 | 1680000
280 | 1001.623 | 2 | 2.2 | 13.75 | 1482695.7604 | 13823.0077 | 2764601.5352 | 170000 | 25947175.8077 | 840 | 1680000
282 | 1004.052 | 2 | 2.2 | 13.75 | 1482695.7604 | 13823.0077 | 2764601.5352 | 170000 | 25947175.8077 | 840 | 1680000
284 | 1010.797 | 2 | 2.2 | 13.75 | 1482695.7604 | 13823.0077 | 2764601.5352 | 170000 | 25947175.8077 | 840 | 1680000
286 | 1014.67 | 2 | 2.2 | 13.75 | 1482695.7604 | 13823.0077 | 2764601.5352 | 170000 | 25947175.8077 | 840 | 1680000
288 | 1017.319 | 2 | 2.2 | 13.75 | 1482695.7604 | 13823.0077 | 2764601.5352 | 170000 | 25947175.8077 | 840 | 1680000
290 | 1027.459 | 2 | 2.2 | 13.75 | 1482695.7604 | 13823.0077 | 2764601.5352 | 170000 | 25947175.8077 | 840 | 1680000
292 | 1031.99 | 2 | 2.2 | 13.75 | 1482695.7604 | 13823.0077 | 2764601.5352 | 170000 | 25947175.8077 | 840 | 1680000
294 | 1036.254 | 2 | 2.2 | 13.75 | 1482695.7604 | 13823.0077 | 2764601.5352 | 170000 | 25947175.8077 | 840 | 1680000
296 | 1040.127 | 2 | 2.2 | 13.75 | 1482695.7604 | 13823.0077 | 2764601.5352 | 170000 | 25947175.8077 | 840 | 1680000
298 | 1044.396 | 2 | 2.2 | 13.75 | 1482695.7604 | 13823.0077 | 2764601.5352 | 170000 | 25947175.8077 | 840 | 1680000
300 | 1051.339 | 2 | 2.2 | 13.75 | 1482695.7604 | 13823.0077 | 2764601.5352 | 170000 | 25947175.8077 | 840 | 1680000
302 | 1060.955 | 2 | 2.2 | 13.75 | 1482695.7604 | 13823.0077 | 2764601.5352 | 170000 | 25947175.8077 | 840 | 1680000
304 | 1070.227 | 2 | 2.2 | 13.75 | 1482695.7604 | 13823.0077 | 2764601.5352 | 170000 | 25947175.8077 | 840 | 1680000
306 | 1072.691 | 2 | 2.2 | 13.75 | 1482695.7604 | 13823.0077 | 2764601.5352 | 170000 | 25947175.8077 | 840 | 1680000
308 | 1076.503 | 2 | 2.2 | 13.75 | 1482695.7604 | 13823.0077 | 2764601.5352 | 170000 | 25947175.8077 | 840 | 1680000
310 | 1083.996 | 2 | 2.2 | 13.75 | 1482695.7604 | 13823.0077 | 2764601.5352 | 170000 | 25947175.8077 | 840 | 1680000
312 | 1097.188 | 2 | 2.2 | 13.75 | 1482695.7604 | 13823.0077 | 2764601.5352 | 170000 | 25947175.8077 | 840 | 1680000
314 | 1103.545 | 2 | 2.2 | 13.75 | 1482695.7604 | 13823.0077 | 2764601.5352 | 170000 | 25947175.8077 | 840 | 1680000
316 | 1105.174 | 2 | 2.2 | 13.75 | 1482695.7604 | 13823.0077 | 2764601.5352 | 170000 | 25947175.8077 | 840 | 1680000
318 | 1111.657 | 2 | 2.2 | 13.75 | 1482695.7604 | 13823.0077 | 2764601.5352 | 170000 | 25947175.8077 | 840 | 1680000
320 | 1122.935 | 2 | 2.2 | 13.75 | 1482695.7604 | 13823.0077 | 2764601.5352 | 170000 | 25947175.8077 | 840 | 1680000
322 | 1128.197 | 2 | 2.2 | 13.75 | 1482695.7604 | 13823.0077 | 2764601.5352 | 170000 | 25947175.8077 | 840 | 1680000
324 | 1132.561 | 2 | 2.2 | 13.75 | 1482695.7604 | 13823.0077 | 2764601.5352 | 170000 | 25947175.8077 | 840 | 1680000
326 | 1131.854 | 2 | 2.2 | 13.75 | 1482695.7604 | 13823.0077 | 2764601.5352 | 170000 | 25947175.8077 | 840 | 1680000
328 | 1133.338 | 2 | 2.2 | 13.75 | 1482695.7604 | 13823.0077 | 2764601.5352 | 170000 | 25947175.8077 | 840 | 1680000
330 | 1136.405 | 2 | 2.2 | 13.75 | 1482695.7604 | 13823.0077 | 2764601.5352 | 170000 | 25947175.8077 | 840 | 1680000
332 | 1128.709 | 2 | 2.2 | 13.75 | 1482695.7604 | 13823.0077 | 2764601.5352 | 170000 | 25947175.8077 | 840 | 1680000
334 | 1120.713 | 2 | 2.2 | 13.75 | 1482695.7604 | 13823.0077 | 2764601.5352 | 170000 | 25947175.8077 | 840 | 1680000
336 | 1115.226 | 2 | 1.8 | 11.25 | 992548.4016 | 11309.7336 | 2261946.7106 | 170000 | 17369597.0283 | 660 | 1320000
338 | 1108.709 | 2 | 1.8 | 11.25 | 992548.4016 | 11309.7336 | 2261946.7106 | 170000 | 17369597.0283 | 660 | 1320000
340 | 1102.499 | 2 | 1.8 | 11.25 | 992548.4016 | 11309.7336 | 2261946.7106 | 170000 | 17369597.0283 | 660 | 1320000
342 | 1096.349 | 2 | 1.8 | 11.25 | 992548.4016 | 11309.7336 | 2261946.7106 | 170000 | 17369597.0283 | 660 | 1320000
344 | 1090.39 | 2 | 1.8 | 11.25 | 992548.4016 | 11309.7336 | 2261946.7106 | 170000 | 17369597.0283 | 660 | 1320000
346 | 1087.765 | 2 | 1.8 | 11.25 | 992548.4016 | 11309.7336 | 2261946.7106 | 170000 | 17369597.0283 | 660 | 1320000
348 | 1084.661 | 2 | 1.8 | 11.25 | 992548.4016 | 11309.7336 | 2261946.7106 | 170000 | 17369597.0283 | 660 | 1320000
350 | 1081.662 | 2 | 1.8 | 11.25 | 992548.4016 | 11309.7336 | 2261946.7106 | 170000 | 17369597.0283 | 660 | 1320000
352 | 1076.872 | 2 | 1.8 | 11.25 | 992548.4016 | 11309.7336 | 2261946.7106 | 170000 | 17369597.0283 | 660 | 1320000
354 | 1070.898 | 2 | 1.8 | 11.25 | 992548.4016 | 11309.7336 | 2261946.7106 | 170000 | 17369597.0283 | 660 | 1320000
356 | 1065.018 | 2 | 1.8 | 11.25 | 992548.4016 | 11309.7336 | 2261946.7106 | 170000 | 17369597.0283 | 660 | 1320000
358 | 1059.58 | 2 | 1.8 | 11.25 | 992548.4016 | 11309.7336 | 2261946.7106 | 170000 | 17369597.0283 | 660 | 1320000
360 | 1055.284 | 2 | 1.8 | 11.25 | 992548.4016 | 11309.7336 | 2261946.7106 | 170000 | 17369597.0283 | 660 | 1320000
362 | 1050.886 | 2 | 1.8 | 11.25 | 992548.4016 | 11309.7336 | 2261946.7106 | 170000 | 17369597.0283 | 660 | 1320000
364 | 1052.647 | 2 | 1.8 | 11.25 | 992548.4016 | 11309.7336 | 2261946.7106 | 170000 | 17369597.0283 | 660 | 1320000
366 | 1051.117 | 2 | 1.8 | 11.25 | 992548.4016 | 11309.7336 | 2261946.7106 | 170000 | 17369597.0283 | 660 | 1320000
368 | 1048.266 | 2 | 1.8 | 11.25 | 992548.4016 | 11309.7336 | 2261946.7106 | 170000 | 17369597.0283 | 660 | 1320000
370 | 1040.172 | 2 | 1.8 | 11.25 | 992548.4016 | 11309.7336 | 2261946.7106 | 170000 | 17369597.0283 | 660 | 1320000
372 | 1033.483 | 2 | 1.8 | 11.25 | 992548.4016 | 11309.7336 | 2261946.7106 | 170000 | 17369597.0283 | 660 | 1320000
374 | 1030.95 | 2 | 1.8 | 11.25 | 992548.4016 | 11309.7336 | 2261946.7106 | 170000 | 17369597.0283 | 660 | 1320000
376 | 1032.263 | 2 | 1.8 | 11.25 | 992548.4016 | 11309.7336 | 2261946.7106 | 170000 | 17369597.0283 | 660 | 1320000
378 | 1031.391 | 2 | 1.8 | 11.25 | 992548.4016 | 11309.7336 | 2261946.7106 | 170000 | 17369597.0283 | 660 | 1320000
380 | 1025.791 | 2 | 1.8 | 11.25 | 992548.4016 | 11309.7336 | 2261946.7106 | 170000 | 17369597.0283 | 660 | 1320000
382 | 1020.911 | 2 | 1.8 | 11.25 | 992548.4016 | 11309.7336 | 2261946.7106 | 170000 | 17369597.0283 | 660 | 1320000
384 | 1015.65 | 2 | 1.8 | 11.25 | 992548.4016 | 11309.7336 | 2261946.7106 | 170000 | 17369597.0283 | 660 | 1320000
386 | 1012.139 | 2 | 1.8 | 11.25 | 992548.4016 | 11309.7336 | 2261946.7106 | 170000 | 17369597.0283 | 660 | 1320000
388 | 1010.472 | 2 | 1.8 | 11.25 | 992548.4016 | 11309.7336 | 2261946.7106 | 170000 | 17369597.0283 | 660 | 1320000
390 | 1005.401 | 2 | 1.8 | 11.25 | 992548.4016 | 11309.7336 | 2261946.7106 | 170000 | 17369597.0283 | 660 | 1320000
392 | 996.666 | 2 | 1.8 | 11.25 | 992548.4016 | 11309.7336 | 2261946.7106 | 170000 | 17369597.0283 | 660 | 1320000
394 | 991.35 | 2 | 1.8 | 11.25 | 992548.4016 | 11309.7336 | 2261946.7106 | 170000 | 17369597.0283 | 660 | 1320000
396 | 990.486 | 2 | 1.8 | 11.25 | 992548.4016 | 11309.7336 | 2261946.7106 | 170000 | 17369597.0283 | 660 | 1320000
398 | 992.761 | 2 | 1.8 | 11.25 | 992548.4016 | 11309.7336 | 2261946.7106 | 170000 | 17369597.0283 | 660 | 1320000
400 | 999.077 | 2 | 1.8 | 11.25 | 992548.4016 | 11309.7336 | 2261946.7106 | 170000 | 17369597.0283 | 660 | 1320000
402 | 1001.8 | 2 | 1.8 | 11.25 | 992548.4016 | 11309.7336 | 2261946.7106 | 170000 | 17369597.0283 | 660 | 1320000
404 | 1002.224 | 2 | 1.8 | 11.25 | 992548.4016 | 11309.7336 | 2261946.7106 | 170000 | 17369597.0283 | 660 | 1320000
406 | 1002.003 | 2 | 1.8 | 11.25 | 992548.4016 | 11309.7336 | 2261946.7106 | 170000 | 17369597.0283 | 660 | 1320000
408 | 1003.596 | 2 | 1.8 | 11.25 | 992548.4016 | 11309.7336 | 2261946.7106 | 170000 | 17369597.0283 | 660 | 1320000
410 | 994.111 | 2 | 1.8 | 11.25 | 992548.4016 | 11309.7336 | 2261946.7106 | 170000 | 17369597.0283 | 660 | 1320000
412 | 983.925 | 2 | 1.8 | 11.25 | 992548.4016 | 11309.7336 | 2261946.7106 | 170000 | 17369597.0283 | 660 | 1320000
414 | 972.347 | 2 | 1.8 | 11.25 | 992548.4016 | 11309.7336 | 2261946.7106 | 170000 | 17369597.0283 | 660 | 1320000
416 | 963.901 | 2 | 1.8 | 11.25 | 992548.4016 | 11309.7336 | 2261946.7106 | 170000 | 17369597.0283 | 660 | 1320000
418 | 963.258 | 2 | 1.8 | 11.25 | 992548.4016 | 11309.7336 | 2261946.7106 | 170000 | 17369597.0283 | 660 | 1320000
420 | 965.836 | 2 | 1.8 | 11.25 | 992548.4016 | 11309.7336 | 2261946.7106 | 170000 | 17369597.0283 | 660 | 1320000
422 | 966.309 | 2 | 1.8 | 11.25 | 992548.4016 | 11309.7336 | 2261946.7106 | 170000 | 17369597.0283 | 660 | 1320000
424 | 972.884 | 2 | 1.8 | 11.25 | 992548.4016 | 11309.7336 | 2261946.7106 | 170000 | 17369597.0283 | 660 | 1320000
426 | 983.972 | 2 | 1.8 | 11.25 | 992548.4016 | 11309.7336 | 2261946.7106 | 170000 | 17369597.0283 | 660 | 1320000
428 | 994.096 | 2 | 1.8 | 11.25 | 992548.4016 | 11309.7336 | 2261946.7106 | 170000 | 17369597.0283 | 660 | 1320000
430 | 991.695 | 2 | 1.8 | 11.25 | 992548.4016 | 11309.7336 | 2261946.7106 | 170000 | 17369597.0283 | 660 | 1320000
432 | 984.933 | 2 | 1.8 | 11.25 | 992548.4016 | 11309.7336 | 2261946.7106 | 170000 | 17369597.0283 | 660 | 1320000
434 | 978.185 | 2 | 1.8 | 11.25 | 992548.4016 | 11309.7336 | 2261946.7106 | 170000 | 17369597.0283 | 660 | 1320000
436 | 972.686 | 2 | 1.8 | 11.25 | 992548.4016 | 11309.7336 | 2261946.7106 | 170000 | 17369597.0283 | 660 | 1320000
438 | 966.824 | 2 | 1.8 | 11.25 | 992548.4016 | 11309.7336 | 2261946.7106 | 170000 | 17369597.0283 | 660 | 1320000
440 | 960.902 | 2 | 1.8 | 11.25 | 992548.4016 | 11309.7336 | 2261946.7106 | 170000 | 17369597.0283 | 660 | 1320000
442 | 952.924 | 2 | 1.8 | 11.25 | 992548.4016 | 11309.7336 | 2261946.7106 | 170000 | 17369597.0283 | 660 | 1320000
444 | 945.683 | 2 | 1.8 | 11.25 | 992548.4016 | 11309.7336 | 2261946.7106 | 170000 | 17369597.0283 | 660 | 1320000
446 | 941.042 | 2 | 1.8 | 11.25 | 992548.4016 | 11309.7336 | 2261946.7106 | 170000 | 17369597.0283 | 660 | 1320000
448 | 937.104 | 2 | 1.8 | 11.25 | 992548.4016 | 11309.7336 | 2261946.7106 | 170000 | 17369597.0283 | 660 | 1320000
450 | 939.943 | 2 | 1.8 | 11.25 | 992548.4016 | 11309.7336 | 2261946.7106 | 170000 | 17369597.0283 | 660 | 1320000
452 | 944.776 | 2 | 1.8 | 11.25 | 992548.4016 | 11309.7336 | 2261946.7106 | 170000 | 17369597.0283 | 660 | 1320000
454 | 947.762 | 2 | 1.8 | 11.25 | 992548.4016 | 11309.7336 | 2261946.7106 | 170000 | 17369597.0283 | 660 | 1320000
456 | 952.649 | 2 | 1.8 | 11.25 | 992548.4016 | 11309.7336 | 2261946.7106 | 170000 | 17369597.0283 | 660 | 1320000
458 | 954.554 | 2 | 1.8 | 11.25 | 992548.4016 | 11309.7336 | 2261946.7106 | 170000 | 17369597.0283 | 660 | 1320000
460 | 952.37 | 2 | 1.8 | 11.25 | 992548.4016 | 11309.7336 | 2261946.7106 | 170000 | 17369597.0283 | 660 | 1320000
462 | 947.552 | 2 | 1.8 | 11.25 | 992548.4016 | 11309.7336 | 2261946.7106 | 170000 | 17369597.0283 | 660 | 1320000
464 | 941.898 | 2 | 1.8 | 11.25 | 992548.4016 | 11309.7336 | 2261946.7106 | 170000 | 17369597.0283 | 660 | 1320000
466 | 940.521 | 2 | 1.8 | 11.25 | 992548.4016 | 11309.7336 | 2261946.7106 | 170000 | 17369597.0283 | 660 | 1320000
468 | 939.702 | 2 | 1.8 | 11.25 | 992548.4016 | 11309.7336 | 2261946.7106 | 170000 | 17369597.0283 | 660 | 1320000
470 | 937.147 | 2 | 1.8 | 11.25 | 992548.4016 | 11309.7336 | 2261946.7106 | 170000 | 17369597.0283 | 660 | 1320000
472 | 933.872 | 2 | 1.8 | 11.25 | 992548.4016 | 11309.7336 | 2261946.7106 | 170000 | 17369597.0283 | 660 | 1320000
474 | 933.184 | 2 | 1.8 | 11.25 | 992548.4016 | 11309.7336 | 2261946.7106 | 170000 | 17369597.0283 | 660 | 1320000
476 | 939.292 | 2 | 1.8 | 11.25 | 992548.4016 | 11309.7336 | 2261946.7106 | 170000 | 17369597.0283 | 660 | 1320000
478 | 944.619 | 2 | 1.8 | 11.25 | 992548.4016 | 11309.7336 | 2261946.7106 | 170000 | 17369597.0283 | 660 | 1320000
480 | 954.023 | 2 | 1.8 | 11.25 | 992548.4016 | 11309.7336 | 2261946.7106 | 170000 | 17369597.0283 | 660 | 1320000
482 | 968.263 | 2 | 1.8 | 11.25 | 992548.4016 | 11309.7336 | 2261946.7106 | 170000 | 17369597.0283 | 660 | 1320000
484 | 970.384 | 2 | 1.8 | 11.25 | 992548.4016 | 11309.7336 | 2261946.7106 | 170000 | 17369597.0283 | 660 | 1320000
486 | 964.636 | 2 | 1.8 | 11.25 | 992548.4016 | 11309.7336 | 2261946.7106 | 170000 | 17369597.0283 | 660 | 1320000
488 | 956.631 | 2 | 1.8 | 11.25 | 992548.4016 | 11309.7336 | 2261946.7106 | 170000 | 17369597.0283 | 660 | 1320000
490 | 947.426 | 2 | 1.8 | 11.25 | 992548.4016 | 11309.7336 | 2261946.7106 | 170000 | 17369597.0283 | 660 | 1320000
492 | 941.72 | 2 | 1.8 | 11.25 | 992548.4016 | 11309.7336 | 2261946.7106 | 170000 | 17369597.0283 | 660 | 1320000
494 | 935.985 | 2 | 1.8 | 11.25 | 992548.4016 | 11309.7336 | 2261946.7106 | 170000 | 17369597.0283 | 660 | 1320000
496 | 930.475 | 2 | 1.8 | 11.25 | 992548.4016 | 11309.7336 | 2261946.7106 | 170000 | 17369597.0283 | 660 | 1320000
498 | 927.611 | 2 | 1.8 | 11.25 | 992548.4016 | 11309.7336 | 2261946.7106 | 170000 | 17369597.0283 | 660 | 1320000
500 | 931.256 | 2 | 1.8 | 11.25 | 992548.4016 | 11309.7336 | 2261946.7106 | 170000 | 17369597.0283 | 660 | 1320000
502 | 920.044 | 2 | 1.8 | 11.25 | 992548.4016 | 11309.7336 | 2261946.7106 | 170000 | 17369597.0283 | 660 | 1320000
504 | 911.78 | 2 | 1.8 | 11.25 | 992548.4016 | 11309.7336 | 2261946.7106 | 170000 | 17369597.0283 | 660 | 1320000
506 | 907.989 | 2 | 1.8 | 11.25 | 992548.4016 | 11309.7336 | 2261946.7106 | 170000 | 17369597.0283 | 660 | 1320000
508 | 907.289 | 2 | 1.5 | 9.375 | 689269.7233 | 9424.778 | 1884955.5922 | 170000 | 12062220.1585 | 580 | 1160000
510 | 900.577 | 2 | 1.5 | 9.375 | 689269.7233 | 9424.778 | 1884955.5922 | 170000 | 12062220.1585 | 580 | 1160000
512 | 902.112 | 2 | 1.5 | 9.375 | 689269.7233 | 9424.778 | 1884955.5922 | 170000 | 12062220.1585 | 580 | 1160000
514 | 900.179 | 2 | 1.5 | 9.375 | 689269.7233 | 9424.778 | 1884955.5922 | 170000 | 12062220.1585 | 580 | 1160000
516 | 903.811 | 2 | 1.5 | 9.375 | 689269.7233 | 9424.778 | 1884955.5922 | 170000 | 12062220.1585 | 580 | 1160000
518 | 910.027 | 2 | 1.5 | 9.375 | 689269.7233 | 9424.778 | 1884955.5922 | 170000 | 12062220.1585 | 580 | 1160000
520 | 911.131 | 2 | 1.5 | 9.375 | 689269.7233 | 9424.778 | 1884955.5922 | 170000 | 12062220.1585 | 580 | 1160000

## Pipeline Instalation Costs
Option 4A Excavation and Back Fill Pricing
Chainage (km) | Elevation (m) | Section Length (km) | Diameter (m) | Trench Width (m) | Trench Depth (m) | Excavation (m3) | Bedding and Cradle Fill (m3) | Main fill (m3) | Spoil (m3) | Excavation Cost | Bedding and Cradle Fill Cost | Main Fill Cost | Spoil Cost
2 | 1069.018 | 0 | 1.9 | 2.9 | 3.9 | 0 | 0 | 0 | 0 | 0 | 0 | 0 | 0
4 | 1067.321 | 2 | 1.9 | 2.9 | 3.9 | 22620 | 8249.4253 | 8700 | 5670.5747 | 1131000 | 1361155.1679 | 478500 | 255175.8633
6 | 1064.035 | 2 | 1.9 | 2.9 | 3.9 | 22620 | 8249.4253 | 8700 | 5670.5747 | 1131000 | 1361155.1679 | 478500 | 255175.8633
8 | 1063.832 | 2 | 1.9 | 2.9 | 3.9 | 22620 | 8249.4253 | 8700 | 5670.5747 | 1131000 | 1361155.1679 | 478500 | 255175.8633
10 | 1067.893 | 2 | 1.9 | 2.9 | 3.9 | 22620 | 8249.4253 | 8700 | 5670.5747 | 1131000 | 1361155.1679 | 478500 | 255175.8633
12 | 1075.133 | 2 | 1.9 | 2.9 | 3.9 | 22620 | 8249.4253 | 8700 | 5670.5747 | 1131000 | 1361155.1679 | 478500 | 255175.8633
14 | 1082.768 | 2 | 1.9 | 2.9 | 3.9 | 22620 | 8249.4253 | 8700 | 5670.5747 | 1131000 | 1361155.1679 | 478500 | 255175.8633
16 | 1089.726 | 2 | 1.9 | 2.9 | 3.9 | 22620 | 8249.4253 | 8700 | 5670.5747 | 1131000 | 1361155.1679 | 478500 | 255175.8633
18 | 1094.131 | 2 | 1.9 | 2.9 | 3.9 | 22620 | 8249.4253 | 8700 | 5670.5747 | 1131000 | 1361155.1679 | 478500 | 255175.8633
20 | 1097.897 | 2 | 1.9 | 2.9 | 3.9 | 22620 | 8249.4253 | 8700 | 5670.5747 | 1131000 | 1361155.1679 | 478500 | 255175.8633
22 | 1101.67 | 2 | 1.9 | 2.9 | 3.9 | 22620 | 8249.4253 | 8700 | 5670.5747 | 1131000 | 1361155.1679 | 478500 | 255175.8633
24 | 1095.952 | 2 | 1.9 | 2.9 | 3.9 | 22620 | 8249.4253 | 8700 | 5670.5747 | 1131000 | 1361155.1679 | 478500 | 255175.8633
26 | 1090.107 | 2 | 1.9 | 2.9 | 3.9 | 22620 | 8249.4253 | 8700 | 5670.5747 | 1131000 | 1361155.1679 | 478500 | 255175.8633
28 | 1085.781 | 2 | 1.9 | 2.9 | 3.9 | 22620 | 8249.4253 | 8700 | 5670.5747 | 1131000 | 1361155.1679 | 478500 | 255175.8633
30 | 1081.89 | 2 | 1.9 | 2.9 | 3.9 | 22620 | 8249.4253 | 8700 | 5670.5747 | 1131000 | 1361155.1679 | 478500 | 255175.8633
32 | 1077.937 | 2 | 1.9 | 2.9 | 3.9 | 22620 | 8249.4253 | 8700 | 5670.5747 | 1131000 | 1361155.1679 | 478500 | 255175.8633
34 | 1074.89 | 2 | 1.9 | 2.9 | 3.9 | 22620 | 8249.4253 | 8700 | 5670.5747 | 1131000 | 1361155.1679 | 478500 | 255175.8633
36 | 1071.114 | 2 | 1.9 | 2.9 | 3.9 | 22620 | 8249.4253 | 8700 | 5670.5747 | 1131000 | 1361155.1679 | 478500 | 255175.8633
38 | 1065.311 | 2 | 1.9 | 2.9 | 3.9 | 22620 | 8249.4253 | 8700 | 5670.5747 | 1131000 | 1361155.1679 | 478500 | 255175.8633
40 | 1059.051 | 2 | 1.9 | 2.9 | 3.9 | 22620 | 8249.4253 | 8700 | 5670.5747 | 1131000 | 1361155.1679 | 478500 | 255175.8633
42 | 1054.28 | 2 | 1.9 | 2.9 | 3.9 | 22620 | 8249.4253 | 8700 | 5670.5747 | 1131000 | 1361155.1679 | 478500 | 255175.8633
44 | 1053.871 | 2 | 1.9 | 2.9 | 3.9 | 22620 | 8249.4253 | 8700 | 5670.5747 | 1131000 | 1361155.1679 | 478500 | 255175.8633
46 | 1050.42 | 2 | 1.9 | 2.9 | 3.9 | 22620 | 8249.4253 | 8700 | 5670.5747 | 1131000 | 1361155.1679 | 478500 | 255175.8633
48 | 1052.704 | 2 | 1.9 | 2.9 | 3.9 | 22620 | 8249.4253 | 8700 | 5670.5747 | 1131000 | 1361155.1679 | 478500 | 255175.8633
50 | 1056.355 | 2 | 1.9 | 2.9 | 3.9 | 22620 | 8249.4253 | 8700 | 5670.5747 | 1131000 | 1361155.1679 | 478500 | 255175.8633
52 | 1058.466 | 2 | 1.9 | 2.9 | 3.9 | 22620 | 8249.4253 | 8700 | 5670.5747 | 1131000 | 1361155.1679 | 478500 | 255175.8633
54 | 1055.99 | 2 | 1.9 | 2.9 | 3.9 | 22620 | 8249.4253 | 8700 | 5670.5747 | 1131000 | 1361155.1679 | 478500 | 255175.8633
56 | 1055.66 | 2 | 1.9 | 2.9 | 3.9 | 22620 | 8249.4253 | 8700 | 5670.5747 | 1131000 | 1361155.1679 | 478500 | 255175.8633
58 | 1056.404 | 2 | 1.9 | 2.9 | 3.9 | 22620 | 8249.4253 | 8700 | 5670.5747 | 1131000 | 1361155.1679 | 478500 | 255175.8633
60 | 1056.841 | 2 | 1.9 | 2.9 | 3.9 | 22620 | 8249.4253 | 8700 | 5670.5747 | 1131000 | 1361155.1679 | 478500 | 255175.8633
62 | 1056.377 | 2 | 1.9 | 2.9 | 3.9 | 22620 | 8249.4253 | 8700 | 5670.5747 | 1131000 | 1361155.1679 | 478500 | 255175.8633
64 | 1052.503 | 2 | 1.9 | 2.9 | 3.9 | 22620 | 8249.4253 | 8700 | 5670.5747 | 1131000 | 1361155.1679 | 478500 | 255175.8633
66 | 1046.022 | 2 | 1.9 | 2.9 | 3.9 | 22620 | 8249.4253 | 8700 | 5670.5747 | 1131000 | 1361155.1679 | 478500 | 255175.8633
68 | 1036.575 | 2 | 1.9 | 2.9 | 3.9 | 22620 | 8249.4253 | 8700 | 5670.5747 | 1131000 | 1361155.1679 | 478500 | 255175.8633
70 | 1031.818 | 2 | 1.9 | 2.9 | 3.9 | 22620 | 8249.4253 | 8700 | 5670.5747 | 1131000 | 1361155.1679 | 478500 | 255175.8633
72 | 1027.675 | 2 | 1.9 | 2.9 | 3.9 | 22620 | 8249.4253 | 8700 | 5670.5747 | 1131000 | 1361155.1679 | 478500 | 255175.8633
74 | 1023.844 | 2 | 1.9 | 2.9 | 3.9 | 22620 | 8249.4253 | 8700 | 5670.5747 | 1131000 | 1361155.1679 | 478500 | 255175.8633
76 | 1020.888 | 2 | 1.9 | 2.9 | 3.9 | 22620 | 8249.4253 | 8700 | 5670.5747 | 1131000 | 1361155.1679 | 478500 | 255175.8633
78 | 1023.648 | 2 | 1.9 | 2.9 | 3.9 | 22620 | 8249.4253 | 8700 | 5670.5747 | 1131000 | 1361155.1679 | 478500 | 255175.8633
80 | 1027.566 | 2 | 1.9 | 2.9 | 3.9 | 22620 | 8249.4253 | 8700 | 5670.5747 | 1131000 | 1361155.1679 | 478500 | 255175.8633
82 | 1032.371 | 2 | 1.9 | 2.9 | 3.9 | 22620 | 8249.4253 | 8700 | 5670.5747 | 1131000 | 1361155.1679 | 478500 | 255175.8633
84 | 1034.983 | 2 | 1.9 | 2.9 | 3.9 | 22620 | 8249.4253 | 8700 | 5670.5747 | 1131000 | 1361155.1679 | 478500 | 255175.8633
86 | 1033.213 | 2 | 1.9 | 2.9 | 3.9 | 22620 | 8249.4253 | 8700 | 5670.5747 | 1131000 | 1361155.1679 | 478500 | 255175.8633
88 | 1031.188 | 2 | 1.9 | 2.9 | 3.9 | 22620 | 8249.4253 | 8700 | 5670.5747 | 1131000 | 1361155.1679 | 478500 | 255175.8633
90 | 1029.08 | 2 | 1.9 | 2.9 | 3.9 | 22620 | 8249.4253 | 8700 | 5670.5747 | 1131000 | 1361155.1679 | 478500 | 255175.8633
92 | 1026.322 | 2 | 1.9 | 2.9 | 3.9 | 22620 | 8249.4253 | 8700 | 5670.5747 | 1131000 | 1361155.1679 | 478500 | 255175.8633
94 | 1023.207 | 2 | 1.9 | 2.9 | 3.9 | 22620 | 8249.4253 | 8700 | 5670.5747 | 1131000 | 1361155.1679 | 478500 | 255175.8633
96 | 1021.503 | 2 | 1.9 | 2.9 | 3.9 | 22620 | 8249.4253 | 8700 | 5670.5747 | 1131000 | 1361155.1679 | 478500 | 255175.8633
98 | 1019.765 | 2 | 1.9 | 2.9 | 3.9 | 22620 | 8249.4253 | 8700 | 5670.5747 | 1131000 | 1361155.1679 | 478500 | 255175.8633
100 | 1018.493 | 2 | 1.9 | 2.9 | 3.9 | 22620 | 8249.4253 | 8700 | 5670.5747 | 1131000 | 1361155.1679 | 478500 | 255175.8633
102 | 1016.444 | 2 | 1.9 | 2.9 | 3.9 | 22620 | 8249.4253 | 8700 | 5670.5747 | 1131000 | 1361155.1679 | 478500 | 255175.8633
104 | 1013.288 | 2 | 1.9 | 2.9 | 3.9 | 22620 | 8249.4253 | 8700 | 5670.5747 | 1131000 | 1361155.1679 | 478500 | 255175.8633
106 | 1007.843 | 2 | 1.9 | 2.9 | 3.9 | 22620 | 8249.4253 | 8700 | 5670.5747 | 1131000 | 1361155.1679 | 478500 | 255175.8633
108 | 1001.282 | 2 | 1.9 | 2.9 | 3.9 | 22620 | 8249.4253 | 8700 | 5670.5747 | 1131000 | 1361155.1679 | 478500 | 255175.8633
110 | 996.609 | 2 | 1.9 | 2.9 | 3.9 | 22620 | 8249.4253 | 8700 | 5670.5747 | 1131000 | 1361155.1679 | 478500 | 255175.8633
112 | 992.999 | 2 | 1.9 | 2.9 | 3.9 | 22620 | 8249.4253 | 8700 | 5670.5747 | 1131000 | 1361155.1679 | 478500 | 255175.8633
114 | 993.639 | 2 | 1.9 | 2.9 | 3.9 | 22620 | 8249.4253 | 8700 | 5670.5747 | 1131000 | 1361155.1679 | 478500 | 255175.8633
116 | 994.611 | 2 | 1.9 | 2.9 | 3.9 | 22620 | 8249.4253 | 8700 | 5670.5747 | 1131000 | 1361155.1679 | 478500 | 255175.8633
118 | 995.751 | 2 | 1.9 | 2.9 | 3.9 | 22620 | 8249.4253 | 8700 | 5670.5747 | 1131000 | 1361155.1679 | 478500 | 255175.8633
120 | 996.479 | 2 | 1.9 | 2.9 | 3.9 | 22620 | 8249.4253 | 8700 | 5670.5747 | 1131000 | 1361155.1679 | 478500 | 255175.8633
122 | 996.147 | 2 | 1.9 | 2.9 | 3.9 | 22620 | 8249.4253 | 8700 | 5670.5747 | 1131000 | 1361155.1679 | 478500 | 255175.8633
124 | 992.094 | 2 | 1.9 | 2.9 | 3.9 | 22620 | 8249.4253 | 8700 | 5670.5747 | 1131000 | 1361155.1679 | 478500 | 255175.8633
126 | 985.623 | 2 | 1.9 | 2.9 | 3.9 | 22620 | 8249.4253 | 8700 | 5670.5747 | 1131000 | 1361155.1679 | 478500 | 255175.8633
128 | 977.759 | 2 | 1.9 | 2.9 | 3.9 | 22620 | 8249.4253 | 8700 | 5670.5747 | 1131000 | 1361155.1679 | 478500 | 255175.8633
130 | 969.772 | 2 | 1.9 | 2.9 | 3.9 | 22620 | 8249.4253 | 8700 | 5670.5747 | 1131000 | 1361155.1679 | 478500 | 255175.8633
132 | 981.785 | 2 | 1.9 | 2.9 | 3.9 | 22620 | 8249.4253 | 8700 | 5670.5747 | 1131000 | 1361155.1679 | 478500 | 255175.8633
134 | 991.458 | 2 | 1.9 | 2.9 | 3.9 | 22620 | 8249.4253 | 8700 | 5670.5747 | 1131000 | 1361155.1679 | 478500 | 255175.8633
136 | 987.77 | 2 | 1.9 | 2.9 | 3.9 | 22620 | 8249.4253 | 8700 | 5670.5747 | 1131000 | 1361155.1679 | 478500 | 255175.8633
138 | 982.725 | 2 | 1.9 | 2.9 | 3.9 | 22620 | 8249.4253 | 8700 | 5670.5747 | 1131000 | 1361155.1679 | 478500 | 255175.8633
140 | 977.559 | 2 | 1.9 | 2.9 | 3.9 | 22620 | 8249.4253 | 8700 | 5670.5747 | 1131000 | 1361155.1679 | 478500 | 255175.8633
142 | 975.289 | 2 | 1.9 | 2.9 | 3.9 | 22620 | 8249.4253 | 8700 | 5670.5747 | 1131000 | 1361155.1679 | 478500 | 255175.8633
144 | 973.968 | 2 | 1.9 | 2.9 | 3.9 | 22620 | 8249.4253 | 8700 | 5670.5747 | 1131000 | 1361155.1679 | 478500 | 255175.8633
146 | 962.473 | 2 | 1.9 | 2.9 | 3.9 | 22620 | 8249.4253 | 8700 | 5670.5747 | 1131000 | 1361155.1679 | 478500 | 255175.8633
148 | 951.285 | 2 | 1.9 | 2.9 | 3.9 | 22620 | 8249.4253 | 8700 | 5670.5747 | 1131000 | 1361155.1679 | 478500 | 255175.8633
150 | 948.174 | 2 | 1.9 | 2.9 | 3.9 | 22620 | 8249.4253 | 8700 | 5670.5747 | 1131000 | 1361155.1679 | 478500 | 255175.8633
152 | 944.641 | 2 | 1.9 | 2.9 | 3.9 | 22620 | 8249.4253 | 8700 | 5670.5747 | 1131000 | 1361155.1679 | 478500 | 255175.8633
154 | 941.566 | 2 | 1.9 | 2.9 | 3.9 | 22620 | 8249.4253 | 8700 | 5670.5747 | 1131000 | 1361155.1679 | 478500 | 255175.8633
156 | 940.942 | 2 | 1.9 | 2.9 | 3.9 | 22620 | 8249.4253 | 8700 | 5670.5747 | 1131000 | 1361155.1679 | 478500 | 255175.8633
158 | 939.726 | 2 | 1.8 | 2.8 | 3.8 | 21280 | 7790.6199 | 8400 | 5089.3801 | 1064000 | 1285452.2837 | 462000 | 229022.1044
160 | 936.738 | 2 | 1.8 | 2.8 | 3.8 | 21280 | 7790.6199 | 8400 | 5089.3801 | 1064000 | 1285452.2837 | 462000 | 229022.1044
162 | 933.65 | 2 | 1.8 | 2.8 | 3.8 | 21280 | 7790.6199 | 8400 | 5089.3801 | 1064000 | 1285452.2837 | 462000 | 229022.1044
164 | 932.745 | 2 | 1.8 | 2.8 | 3.8 | 21280 | 7790.6199 | 8400 | 5089.3801 | 1064000 | 1285452.2837 | 462000 | 229022.1044
166 | 931.696 | 2 | 1.8 | 2.8 | 3.8 | 21280 | 7790.6199 | 8400 | 5089.3801 | 1064000 | 1285452.2837 | 462000 | 229022.1044
168 | 930.999 | 2 | 1.8 | 2.8 | 3.8 | 21280 | 7790.6199 | 8400 | 5089.3801 | 1064000 | 1285452.2837 | 462000 | 229022.1044
170 | 930.885 | 2 | 1.8 | 2.8 | 3.8 | 21280 | 7790.6199 | 8400 | 5089.3801 | 1064000 | 1285452.2837 | 462000 | 229022.1044
172 | 930.378 | 2 | 1.8 | 2.8 | 3.8 | 21280 | 7790.6199 | 8400 | 5089.3801 | 1064000 | 1285452.2837 | 462000 | 229022.1044
174 | 931.324 | 2 | 1.8 | 2.8 | 3.8 | 21280 | 7790.6199 | 8400 | 5089.3801 | 1064000 | 1285452.2837 | 462000 | 229022.1044
176 | 933.53 | 2 | 1.8 | 2.8 | 3.8 | 21280 | 7790.6199 | 8400 | 5089.3801 | 1064000 | 1285452.2837 | 462000 | 229022.1044
178 | 932.714 | 2 | 1.8 | 2.8 | 3.8 | 21280 | 7790.6199 | 8400 | 5089.3801 | 1064000 | 1285452.2837 | 462000 | 229022.1044
180 | 928.311 | 2 | 1.8 | 2.8 | 3.8 | 21280 | 7790.6199 | 8400 | 5089.3801 | 1064000 | 1285452.2837 | 462000 | 229022.1044
182 | 924.179 | 2 | 1.8 | 2.8 | 3.8 | 21280 | 7790.6199 | 8400 | 5089.3801 | 1064000 | 1285452.2837 | 462000 | 229022.1044
184 | 928.398 | 2 | 1.8 | 2.8 | 3.8 | 21280 | 7790.6199 | 8400 | 5089.3801 | 1064000 | 1285452.2837 | 462000 | 229022.1044
186 | 930.866 | 2 | 1.8 | 2.8 | 3.8 | 21280 | 7790.6199 | 8400 | 5089.3801 | 1064000 | 1285452.2837 | 462000 | 229022.1044
188 | 928.411 | 2 | 1.8 | 2.8 | 3.8 | 21280 | 7790.6199 | 8400 | 5089.3801 | 1064000 | 1285452.2837 | 462000 | 229022.1044
190 | 927.849 | 2 | 1.8 | 2.8 | 3.8 | 21280 | 7790.6199 | 8400 | 5089.3801 | 1064000 | 1285452.2837 | 462000 | 229022.1044
192 | 926.71 | 2 | 1.8 | 2.8 | 3.8 | 21280 | 7790.6199 | 8400 | 5089.3801 | 1064000 | 1285452.2837 | 462000 | 229022.1044
194 | 926.201 | 2 | 1.8 | 2.8 | 3.8 | 21280 | 7790.6199 | 8400 | 5089.3801 | 1064000 | 1285452.2837 | 462000 | 229022.1044
196 | 924.509 | 2 | 1.8 | 2.8 | 3.8 | 21280 | 7790.6199 | 8400 | 5089.3801 | 1064000 | 1285452.2837 | 462000 | 229022.1044
198 | 923.417 | 2 | 1.8 | 2.8 | 3.8 | 21280 | 7790.6199 | 8400 | 5089.3801 | 1064000 | 1285452.2837 | 462000 | 229022.1044
200 | 923.011 | 2 | 1.8 | 2.8 | 3.8 | 21280 | 7790.6199 | 8400 | 5089.3801 | 1064000 | 1285452.2837 | 462000 | 229022.1044
202 | 921.969 | 2 | 1.8 | 2.8 | 3.8 | 21280 | 7790.6199 | 8400 | 5089.3801 | 1064000 | 1285452.2837 | 462000 | 229022.1044
204 | 920.661 | 2 | 1.8 | 2.8 | 3.8 | 21280 | 7790.6199 | 8400 | 5089.3801 | 1064000 | 1285452.2837 | 462000 | 229022.1044
206 | 920.243 | 2 | 1.8 | 2.8 | 3.8 | 21280 | 7790.6199 | 8400 | 5089.3801 | 1064000 | 1285452.2837 | 462000 | 229022.1044
208 | 919.297 | 2 | 1.8 | 2.8 | 3.8 | 21280 | 7790.6199 | 8400 | 5089.3801 | 1064000 | 1285452.2837 | 462000 | 229022.1044
210 | 917.533 | 2 | 1.8 | 2.8 | 3.8 | 21280 | 7790.6199 | 8400 | 5089.3801 | 1064000 | 1285452.2837 | 462000 | 229022.1044
212 | 917.684 | 2 | 1.8 | 2.8 | 3.8 | 21280 | 7790.6199 | 8400 | 5089.3801 | 1064000 | 1285452.2837 | 462000 | 229022.1044
214 | 915.724 | 2 | 1.8 | 2.8 | 3.8 | 21280 | 7790.6199 | 8400 | 5089.3801 | 1064000 | 1285452.2837 | 462000 | 229022.1044
216 | 915.73 | 2 | 1.8 | 2.8 | 3.8 | 21280 | 7790.6199 | 8400 | 5089.3801 | 1064000 | 1285452.2837 | 462000 | 229022.1044
218 | 915.584 | 2 | 1.8 | 2.8 | 3.8 | 21280 | 7790.6199 | 8400 | 5089.3801 | 1064000 | 1285452.2837 | 462000 | 229022.1044
220 | 915.444 | 2 | 1.8 | 2.8 | 3.8 | 21280 | 7790.6199 | 8400 | 5089.3801 | 1064000 | 1285452.2837 | 462000 | 229022.1044
222 | 913.52 | 2 | 1.8 | 2.8 | 3.8 | 21280 | 7790.6199 | 8400 | 5089.3801 | 1064000 | 1285452.2837 | 462000 | 229022.1044
224 | 912.524 | 2 | 1.8 | 2.8 | 3.8 | 21280 | 7790.6199 | 8400 | 5089.3801 | 1064000 | 1285452.2837 | 462000 | 229022.1044
226 | 912.565 | 2 | 1.8 | 2.8 | 3.8 | 21280 | 7790.6199 | 8400 | 5089.3801 | 1064000 | 1285452.2837 | 462000 | 229022.1044
228 | 913.484 | 2 | 2.2 | 3.2 | 4.2 | 26880 | 9677.3458 | 9600 | 7602.6542 | 1344000 | 1596762.0534 | 528000 | 342119.44
230 | 913.545 | 2 | 2.2 | 3.2 | 4.2 | 26880 | 9677.3458 | 9600 | 7602.6542 | 1344000 | 1596762.0534 | 528000 | 342119.44
232 | 914.546 | 2 | 2.2 | 3.2 | 4.2 | 26880 | 9677.3458 | 9600 | 7602.6542 | 1344000 | 1596762.0534 | 528000 | 342119.44
234 | 918.285 | 2 | 2.2 | 3.2 | 4.2 | 26880 | 9677.3458 | 9600 | 7602.6542 | 1344000 | 1596762.0534 | 528000 | 342119.44
236 | 919.357 | 2 | 2.2 | 3.2 | 4.2 | 26880 | 9677.3458 | 9600 | 7602.6542 | 1344000 | 1596762.0534 | 528000 | 342119.44
238 | 918.649 | 2 | 2.2 | 3.2 | 4.2 | 26880 | 9677.3458 | 9600 | 7602.6542 | 1344000 | 1596762.0534 | 528000 | 342119.44
240 | 922.974 | 2 | 2.2 | 3.2 | 4.2 | 26880 | 9677.3458 | 9600 | 7602.6542 | 1344000 | 1596762.0534 | 528000 | 342119.44
242 | 927.375 | 2 | 2.2 | 3.2 | 4.2 | 26880 | 9677.3458 | 9600 | 7602.6542 | 1344000 | 1596762.0534 | 528000 | 342119.44
244 | 929.253 | 2 | 2.2 | 3.2 | 4.2 | 26880 | 9677.3458 | 9600 | 7602.6542 | 1344000 | 1596762.0534 | 528000 | 342119.44
246 | 930.863 | 2 | 2.2 | 3.2 | 4.2 | 26880 | 9677.3458 | 9600 | 7602.6542 | 1344000 | 1596762.0534 | 528000 | 342119.44
248 | 931.924 | 2 | 2.2 | 3.2 | 4.2 | 26880 | 9677.3458 | 9600 | 7602.6542 | 1344000 | 1596762.0534 | 528000 | 342119.44
250 | 936.722 | 2 | 2.2 | 3.2 | 4.2 | 26880 | 9677.3458 | 9600 | 7602.6542 | 1344000 | 1596762.0534 | 528000 | 342119.44
252 | 941.777 | 2 | 2.2 | 3.2 | 4.2 | 26880 | 9677.3458 | 9600 | 7602.6542 | 1344000 | 1596762.0534 | 528000 | 342119.44
254 | 948.143 | 2 | 2.2 | 3.2 | 4.2 | 26880 | 9677.3458 | 9600 | 7602.6542 | 1344000 | 1596762.0534 | 528000 | 342119.44
256 | 955.417 | 2 | 2.2 | 3.2 | 4.2 | 26880 | 9677.3458 | 9600 | 7602.6542 | 1344000 | 1596762.0534 | 528000 | 342119.44
258 | 962.7 | 2 | 2.2 | 3.2 | 4.2 | 26880 | 9677.3458 | 9600 | 7602.6542 | 1344000 | 1596762.0534 | 528000 | 342119.44
260 | 969.281 | 2 | 2.2 | 3.2 | 4.2 | 26880 | 9677.3458 | 9600 | 7602.6542 | 1344000 | 1596762.0534 | 528000 | 342119.44
262 | 980.284 | 2 | 2.2 | 3.2 | 4.2 | 26880 | 9677.3458 | 9600 | 7602.6542 | 1344000 | 1596762.0534 | 528000 | 342119.44
264 | 986.551 | 2 | 2.2 | 3.2 | 4.2 | 26880 | 9677.3458 | 9600 | 7602.6542 | 1344000 | 1596762.0534 | 528000 | 342119.44
266 | 989.198 | 2 | 2.2 | 3.2 | 4.2 | 26880 | 9677.3458 | 9600 | 7602.6542 | 1344000 | 1596762.0534 | 528000 | 342119.44
268 | 994.39 | 2 | 2.2 | 3.2 | 4.2 | 26880 | 9677.3458 | 9600 | 7602.6542 | 1344000 | 1596762.0534 | 528000 | 342119.44
270 | 999.917 | 2 | 2.2 | 3.2 | 4.2 | 26880 | 9677.3458 | 9600 | 7602.6542 | 1344000 | 1596762.0534 | 528000 | 342119.44
272 | 1004.623 | 2 | 2.2 | 3.2 | 4.2 | 26880 | 9677.3458 | 9600 | 7602.6542 | 1344000 | 1596762.0534 | 528000 | 342119.44
274 | 1008.819 | 2 | 2.2 | 3.2 | 4.2 | 26880 | 9677.3458 | 9600 | 7602.6542 | 1344000 | 1596762.0534 | 528000 | 342119.44
276 | 1007.834 | 2 | 2.2 | 3.2 | 4.2 | 26880 | 9677.3458 | 9600 | 7602.6542 | 1344000 | 1596762.0534 | 528000 | 342119.44
278 | 1005.626 | 2 | 2.2 | 3.2 | 4.2 | 26880 | 9677.3458 | 9600 | 7602.6542 | 1344000 | 1596762.0534 | 528000 | 342119.44
280 | 1001.623 | 2 | 2.2 | 3.2 | 4.2 | 26880 | 9677.3458 | 9600 | 7602.6542 | 1344000 | 1596762.0534 | 528000 | 342119.44
282 | 1004.052 | 2 | 2.2 | 3.2 | 4.2 | 26880 | 9677.3458 | 9600 | 7602.6542 | 1344000 | 1596762.0534 | 528000 | 342119.44
284 | 1010.797 | 2 | 2.2 | 3.2 | 4.2 | 26880 | 9677.3458 | 9600 | 7602.6542 | 1344000 | 1596762.0534 | 528000 | 342119.44
286 | 1014.67 | 2 | 2.2 | 3.2 | 4.2 | 26880 | 9677.3458 | 9600 | 7602.6542 | 1344000 | 1596762.0534 | 528000 | 342119.44
288 | 1017.319 | 2 | 2.2 | 3.2 | 4.2 | 26880 | 9677.3458 | 9600 | 7602.6542 | 1344000 | 1596762.0534 | 528000 | 342119.44
290 | 1027.459 | 2 | 2.2 | 3.2 | 4.2 | 26880 | 9677.3458 | 9600 | 7602.6542 | 1344000 | 1596762.0534 | 528000 | 342119.44
292 | 1031.99 | 2 | 2.2 | 3.2 | 4.2 | 26880 | 9677.3458 | 9600 | 7602.6542 | 1344000 | 1596762.0534 | 528000 | 342119.44
294 | 1036.254 | 2 | 2.2 | 3.2 | 4.2 | 26880 | 9677.3458 | 9600 | 7602.6542 | 1344000 | 1596762.0534 | 528000 | 342119.44
296 | 1040.127 | 2 | 2.2 | 3.2 | 4.2 | 26880 | 9677.3458 | 9600 | 7602.6542 | 1344000 | 1596762.0534 | 528000 | 342119.44
298 | 1044.396 | 2 | 2.2 | 3.2 | 4.2 | 26880 | 9677.3458 | 9600 | 7602.6542 | 1344000 | 1596762.0534 | 528000 | 342119.44
300 | 1051.339 | 2 | 2.2 | 3.2 | 4.2 | 26880 | 9677.3458 | 9600 | 7602.6542 | 1344000 | 1596762.0534 | 528000 | 342119.44
302 | 1060.955 | 2 | 2.2 | 3.2 | 4.2 | 26880 | 9677.3458 | 9600 | 7602.6542 | 1344000 | 1596762.0534 | 528000 | 342119.44
304 | 1070.227 | 2 | 2.2 | 3.2 | 4.2 | 26880 | 9677.3458 | 9600 | 7602.6542 | 1344000 | 1596762.0534 | 528000 | 342119.44
306 | 1072.691 | 2 | 2.2 | 3.2 | 4.2 | 26880 | 9677.3458 | 9600 | 7602.6542 | 1344000 | 1596762.0534 | 528000 | 342119.44
308 | 1076.503 | 2 | 2.2 | 3.2 | 4.2 | 26880 | 9677.3458 | 9600 | 7602.6542 | 1344000 | 1596762.0534 | 528000 | 342119.44
310 | 1083.996 | 2 | 2.2 | 3.2 | 4.2 | 26880 | 9677.3458 | 9600 | 7602.6542 | 1344000 | 1596762.0534 | 528000 | 342119.44
312 | 1097.188 | 2 | 2.2 | 3.2 | 4.2 | 26880 | 9677.3458 | 9600 | 7602.6542 | 1344000 | 1596762.0534 | 528000 | 342119.44
314 | 1103.545 | 2 | 2.2 | 3.2 | 4.2 | 26880 | 9677.3458 | 9600 | 7602.6542 | 1344000 | 1596762.0534 | 528000 | 342119.44
316 | 1105.174 | 2 | 2.2 | 3.2 | 4.2 | 26880 | 9677.3458 | 9600 | 7602.6542 | 1344000 | 1596762.0534 | 528000 | 342119.44
318 | 1111.657 | 2 | 2.2 | 3.2 | 4.2 | 26880 | 9677.3458 | 9600 | 7602.6542 | 1344000 | 1596762.0534 | 528000 | 342119.44
320 | 1122.935 | 2 | 2.2 | 3.2 | 4.2 | 26880 | 9677.3458 | 9600 | 7602.6542 | 1344000 | 1596762.0534 | 528000 | 342119.44
322 | 1128.197 | 2 | 2.2 | 3.2 | 4.2 | 26880 | 9677.3458 | 9600 | 7602.6542 | 1344000 | 1596762.0534 | 528000 | 342119.44
324 | 1132.561 | 2 | 2.2 | 3.2 | 4.2 | 26880 | 9677.3458 | 9600 | 7602.6542 | 1344000 | 1596762.0534 | 528000 | 342119.44
326 | 1131.854 | 2 | 2.2 | 3.2 | 4.2 | 26880 | 9677.3458 | 9600 | 7602.6542 | 1344000 | 1596762.0534 | 528000 | 342119.44
328 | 1133.338 | 2 | 2.2 | 3.2 | 4.2 | 26880 | 9677.3458 | 9600 | 7602.6542 | 1344000 | 1596762.0534 | 528000 | 342119.44
330 | 1136.405 | 2 | 2.2 | 3.2 | 4.2 | 26880 | 9677.3458 | 9600 | 7602.6542 | 1344000 | 1596762.0534 | 528000 | 342119.44
332 | 1128.709 | 2 | 2.2 | 3.2 | 4.2 | 26880 | 9677.3458 | 9600 | 7602.6542 | 1344000 | 1596762.0534 | 528000 | 342119.44
334 | 1120.713 | 2 | 2.2 | 3.2 | 4.2 | 26880 | 9677.3458 | 9600 | 7602.6542 | 1344000 | 1596762.0534 | 528000 | 342119.44
336 | 1115.226 | 2 | 1.8 | 2.8 | 3.8 | 21280 | 7790.6199 | 8400 | 5089.3801 | 1064000 | 1285452.2837 | 462000 | 229022.1044
338 | 1108.709 | 2 | 1.8 | 2.8 | 3.8 | 21280 | 7790.6199 | 8400 | 5089.3801 | 1064000 | 1285452.2837 | 462000 | 229022.1044
340 | 1102.499 | 2 | 1.8 | 2.8 | 3.8 | 21280 | 7790.6199 | 8400 | 5089.3801 | 1064000 | 1285452.2837 | 462000 | 229022.1044
342 | 1096.349 | 2 | 1.8 | 2.8 | 3.8 | 21280 | 7790.6199 | 8400 | 5089.3801 | 1064000 | 1285452.2837 | 462000 | 229022.1044
344 | 1090.39 | 2 | 1.8 | 2.8 | 3.8 | 21280 | 7790.6199 | 8400 | 5089.3801 | 1064000 | 1285452.2837 | 462000 | 229022.1044
346 | 1087.765 | 2 | 1.8 | 2.8 | 3.8 | 21280 | 7790.6199 | 8400 | 5089.3801 | 1064000 | 1285452.2837 | 462000 | 229022.1044
348 | 1084.661 | 2 | 1.8 | 2.8 | 3.8 | 21280 | 7790.6199 | 8400 | 5089.3801 | 1064000 | 1285452.2837 | 462000 | 229022.1044
350 | 1081.662 | 2 | 1.8 | 2.8 | 3.8 | 21280 | 7790.6199 | 8400 | 5089.3801 | 1064000 | 1285452.2837 | 462000 | 229022.1044
352 | 1076.872 | 2 | 1.8 | 2.8 | 3.8 | 21280 | 7790.6199 | 8400 | 5089.3801 | 1064000 | 1285452.2837 | 462000 | 229022.1044
354 | 1070.898 | 2 | 1.8 | 2.8 | 3.8 | 21280 | 7790.6199 | 8400 | 5089.3801 | 1064000 | 1285452.2837 | 462000 | 229022.1044
356 | 1065.018 | 2 | 1.8 | 2.8 | 3.8 | 21280 | 7790.6199 | 8400 | 5089.3801 | 1064000 | 1285452.2837 | 462000 | 229022.1044
358 | 1059.58 | 2 | 1.8 | 2.8 | 3.8 | 21280 | 7790.6199 | 8400 | 5089.3801 | 1064000 | 1285452.2837 | 462000 | 229022.1044
360 | 1055.284 | 2 | 1.8 | 2.8 | 3.8 | 21280 | 7790.6199 | 8400 | 5089.3801 | 1064000 | 1285452.2837 | 462000 | 229022.1044
362 | 1050.886 | 2 | 1.8 | 2.8 | 3.8 | 21280 | 7790.6199 | 8400 | 5089.3801 | 1064000 | 1285452.2837 | 462000 | 229022.1044
364 | 1052.647 | 2 | 1.8 | 2.8 | 3.8 | 21280 | 7790.6199 | 8400 | 5089.3801 | 1064000 | 1285452.2837 | 462000 | 229022.1044
366 | 1051.117 | 2 | 1.8 | 2.8 | 3.8 | 21280 | 7790.6199 | 8400 | 5089.3801 | 1064000 | 1285452.2837 | 462000 | 229022.1044
368 | 1048.266 | 2 | 1.8 | 2.8 | 3.8 | 21280 | 7790.6199 | 8400 | 5089.3801 | 1064000 | 1285452.2837 | 462000 | 229022.1044
370 | 1040.172 | 2 | 1.8 | 2.8 | 3.8 | 21280 | 7790.6199 | 8400 | 5089.3801 | 1064000 | 1285452.2837 | 462000 | 229022.1044
372 | 1033.483 | 2 | 1.8 | 2.8 | 3.8 | 21280 | 7790.6199 | 8400 | 5089.3801 | 1064000 | 1285452.2837 | 462000 | 229022.1044
374 | 1030.95 | 2 | 1.8 | 2.8 | 3.8 | 21280 | 7790.6199 | 8400 | 5089.3801 | 1064000 | 1285452.2837 | 462000 | 229022.1044
376 | 1032.263 | 2 | 1.8 | 2.8 | 3.8 | 21280 | 7790.6199 | 8400 | 5089.3801 | 1064000 | 1285452.2837 | 462000 | 229022.1044
378 | 1031.391 | 2 | 1.8 | 2.8 | 3.8 | 21280 | 7790.6199 | 8400 | 5089.3801 | 1064000 | 1285452.2837 | 462000 | 229022.1044
380 | 1025.791 | 2 | 1.8 | 2.8 | 3.8 | 21280 | 7790.6199 | 8400 | 5089.3801 | 1064000 | 1285452.2837 | 462000 | 229022.1044
382 | 1020.911 | 2 | 1.8 | 2.8 | 3.8 | 21280 | 7790.6199 | 8400 | 5089.3801 | 1064000 | 1285452.2837 | 462000 | 229022.1044
384 | 1015.65 | 2 | 1.8 | 2.8 | 3.8 | 21280 | 7790.6199 | 8400 | 5089.3801 | 1064000 | 1285452.2837 | 462000 | 229022.1044
386 | 1012.139 | 2 | 1.8 | 2.8 | 3.8 | 21280 | 7790.6199 | 8400 | 5089.3801 | 1064000 | 1285452.2837 | 462000 | 229022.1044
388 | 1010.472 | 2 | 1.8 | 2.8 | 3.8 | 21280 | 7790.6199 | 8400 | 5089.3801 | 1064000 | 1285452.2837 | 462000 | 229022.1044
390 | 1005.401 | 2 | 1.8 | 2.8 | 3.8 | 21280 | 7790.6199 | 8400 | 5089.3801 | 1064000 | 1285452.2837 | 462000 | 229022.1044
392 | 996.666 | 2 | 1.8 | 2.8 | 3.8 | 21280 | 7790.6199 | 8400 | 5089.3801 | 1064000 | 1285452.2837 | 462000 | 229022.1044
394 | 991.35 | 2 | 1.8 | 2.8 | 3.8 | 21280 | 7790.6199 | 8400 | 5089.3801 | 1064000 | 1285452.2837 | 462000 | 229022.1044
396 | 990.486 | 2 | 1.8 | 2.8 | 3.8 | 21280 | 7790.6199 | 8400 | 5089.3801 | 1064000 | 1285452.2837 | 462000 | 229022.1044
398 | 992.761 | 2 | 1.8 | 2.8 | 3.8 | 21280 | 7790.6199 | 8400 | 5089.3801 | 1064000 | 1285452.2837 | 462000 | 229022.1044
400 | 999.077 | 2 | 1.8 | 2.8 | 3.8 | 21280 | 7790.6199 | 8400 | 5089.3801 | 1064000 | 1285452.2837 | 462000 | 229022.1044
402 | 1001.8 | 2 | 1.8 | 2.8 | 3.8 | 21280 | 7790.6199 | 8400 | 5089.3801 | 1064000 | 1285452.2837 | 462000 | 229022.1044
404 | 1002.224 | 2 | 1.8 | 2.8 | 3.8 | 21280 | 7790.6199 | 8400 | 5089.3801 | 1064000 | 1285452.2837 | 462000 | 229022.1044
406 | 1002.003 | 2 | 1.8 | 2.8 | 3.8 | 21280 | 7790.6199 | 8400 | 5089.3801 | 1064000 | 1285452.2837 | 462000 | 229022.1044
408 | 1003.596 | 2 | 1.8 | 2.8 | 3.8 | 21280 | 7790.6199 | 8400 | 5089.3801 | 1064000 | 1285452.2837 | 462000 | 229022.1044
410 | 994.111 | 2 | 1.8 | 2.8 | 3.8 | 21280 | 7790.6199 | 8400 | 5089.3801 | 1064000 | 1285452.2837 | 462000 | 229022.1044
412 | 983.925 | 2 | 1.8 | 2.8 | 3.8 | 21280 | 7790.6199 | 8400 | 5089.3801 | 1064000 | 1285452.2837 | 462000 | 229022.1044
414 | 972.347 | 2 | 1.8 | 2.8 | 3.8 | 21280 | 7790.6199 | 8400 | 5089.3801 | 1064000 | 1285452.2837 | 462000 | 229022.1044
416 | 963.901 | 2 | 1.8 | 2.8 | 3.8 | 21280 | 7790.6199 | 8400 | 5089.3801 | 1064000 | 1285452.2837 | 462000 | 229022.1044
418 | 963.258 | 2 | 1.8 | 2.8 | 3.8 | 21280 | 7790.6199 | 8400 | 5089.3801 | 1064000 | 1285452.2837 | 462000 | 229022.1044
420 | 965.836 | 2 | 1.8 | 2.8 | 3.8 | 21280 | 7790.6199 | 8400 | 5089.3801 | 1064000 | 1285452.2837 | 462000 | 229022.1044
422 | 966.309 | 2 | 1.8 | 2.8 | 3.8 | 21280 | 7790.6199 | 8400 | 5089.3801 | 1064000 | 1285452.2837 | 462000 | 229022.1044
424 | 972.884 | 2 | 1.8 | 2.8 | 3.8 | 21280 | 7790.6199 | 8400 | 5089.3801 | 1064000 | 1285452.2837 | 462000 | 229022.1044
426 | 983.972 | 2 | 1.8 | 2.8 | 3.8 | 21280 | 7790.6199 | 8400 | 5089.3801 | 1064000 | 1285452.2837 | 462000 | 229022.1044
428 | 994.096 | 2 | 1.8 | 2.8 | 3.8 | 21280 | 7790.6199 | 8400 | 5089.3801 | 1064000 | 1285452.2837 | 462000 | 229022.1044
430 | 991.695 | 2 | 1.8 | 2.8 | 3.8 | 21280 | 7790.6199 | 8400 | 5089.3801 | 1064000 | 1285452.2837 | 462000 | 229022.1044
432 | 984.933 | 2 | 1.8 | 2.8 | 3.8 | 21280 | 7790.6199 | 8400 | 5089.3801 | 1064000 | 1285452.2837 | 462000 | 229022.1044
434 | 978.185 | 2 | 1.8 | 2.8 | 3.8 | 21280 | 7790.6199 | 8400 | 5089.3801 | 1064000 | 1285452.2837 | 462000 | 229022.1044
436 | 972.686 | 2 | 1.8 | 2.8 | 3.8 | 21280 | 7790.6199 | 8400 | 5089.3801 | 1064000 | 1285452.2837 | 462000 | 229022.1044
438 | 966.824 | 2 | 1.8 | 2.8 | 3.8 | 21280 | 7790.6199 | 8400 | 5089.3801 | 1064000 | 1285452.2837 | 462000 | 229022.1044
440 | 960.902 | 2 | 1.8 | 2.8 | 3.8 | 21280 | 7790.6199 | 8400 | 5089.3801 | 1064000 | 1285452.2837 | 462000 | 229022.1044
442 | 952.924 | 2 | 1.8 | 2.8 | 3.8 | 21280 | 7790.6199 | 8400 | 5089.3801 | 1064000 | 1285452.2837 | 462000 | 229022.1044
444 | 945.683 | 2 | 1.8 | 2.8 | 3.8 | 21280 | 7790.6199 | 8400 | 5089.3801 | 1064000 | 1285452.2837 | 462000 | 229022.1044
446 | 941.042 | 2 | 1.8 | 2.8 | 3.8 | 21280 | 7790.6199 | 8400 | 5089.3801 | 1064000 | 1285452.2837 | 462000 | 229022.1044
448 | 937.104 | 2 | 1.8 | 2.8 | 3.8 | 21280 | 7790.6199 | 8400 | 5089.3801 | 1064000 | 1285452.2837 | 462000 | 229022.1044
450 | 939.943 | 2 | 1.8 | 2.8 | 3.8 | 21280 | 7790.6199 | 8400 | 5089.3801 | 1064000 | 1285452.2837 | 462000 | 229022.1044
452 | 944.776 | 2 | 1.8 | 2.8 | 3.8 | 21280 | 7790.6199 | 8400 | 5089.3801 | 1064000 | 1285452.2837 | 462000 | 229022.1044
454 | 947.762 | 2 | 1.8 | 2.8 | 3.8 | 21280 | 7790.6199 | 8400 | 5089.3801 | 1064000 | 1285452.2837 | 462000 | 229022.1044
456 | 952.649 | 2 | 1.8 | 2.8 | 3.8 | 21280 | 7790.6199 | 8400 | 5089.3801 | 1064000 | 1285452.2837 | 462000 | 229022.1044
458 | 954.554 | 2 | 1.8 | 2.8 | 3.8 | 21280 | 7790.6199 | 8400 | 5089.3801 | 1064000 | 1285452.2837 | 462000 | 229022.1044
460 | 952.37 | 2 | 1.8 | 2.8 | 3.8 | 21280 | 7790.6199 | 8400 | 5089.3801 | 1064000 | 1285452.2837 | 462000 | 229022.1044
462 | 947.552 | 2 | 1.8 | 2.8 | 3.8 | 21280 | 7790.6199 | 8400 | 5089.3801 | 1064000 | 1285452.2837 | 462000 | 229022.1044
464 | 941.898 | 2 | 1.8 | 2.8 | 3.8 | 21280 | 7790.6199 | 8400 | 5089.3801 | 1064000 | 1285452.2837 | 462000 | 229022.1044
466 | 940.521 | 2 | 1.8 | 2.8 | 3.8 | 21280 | 7790.6199 | 8400 | 5089.3801 | 1064000 | 1285452.2837 | 462000 | 229022.1044
468 | 939.702 | 2 | 1.8 | 2.8 | 3.8 | 21280 | 7790.6199 | 8400 | 5089.3801 | 1064000 | 1285452.2837 | 462000 | 229022.1044
470 | 937.147 | 2 | 1.8 | 2.8 | 3.8 | 21280 | 7790.6199 | 8400 | 5089.3801 | 1064000 | 1285452.2837 | 462000 | 229022.1044
472 | 933.872 | 2 | 1.8 | 2.8 | 3.8 | 21280 | 7790.6199 | 8400 | 5089.3801 | 1064000 | 1285452.2837 | 462000 | 229022.1044
474 | 933.184 | 2 | 1.8 | 2.8 | 3.8 | 21280 | 7790.6199 | 8400 | 5089.3801 | 1064000 | 1285452.2837 | 462000 | 229022.1044
476 | 939.292 | 2 | 1.8 | 2.8 | 3.8 | 21280 | 7790.6199 | 8400 | 5089.3801 | 1064000 | 1285452.2837 | 462000 | 229022.1044
478 | 944.619 | 2 | 1.8 | 2.8 | 3.8 | 21280 | 7790.6199 | 8400 | 5089.3801 | 1064000 | 1285452.2837 | 462000 | 229022.1044
480 | 954.023 | 2 | 1.8 | 2.8 | 3.8 | 21280 | 7790.6199 | 8400 | 5089.3801 | 1064000 | 1285452.2837 | 462000 | 229022.1044
482 | 968.263 | 2 | 1.8 | 2.8 | 3.8 | 21280 | 7790.6199 | 8400 | 5089.3801 | 1064000 | 1285452.2837 | 462000 | 229022.1044
484 | 970.384 | 2 | 1.8 | 2.8 | 3.8 | 21280 | 7790.6199 | 8400 | 5089.3801 | 1064000 | 1285452.2837 | 462000 | 229022.1044
486 | 964.636 | 2 | 1.8 | 2.8 | 3.8 | 21280 | 7790.6199 | 8400 | 5089.3801 | 1064000 | 1285452.2837 | 462000 | 229022.1044
488 | 956.631 | 2 | 1.8 | 2.8 | 3.8 | 21280 | 7790.6199 | 8400 | 5089.3801 | 1064000 | 1285452.2837 | 462000 | 229022.1044
490 | 947.426 | 2 | 1.8 | 2.8 | 3.8 | 21280 | 7790.6199 | 8400 | 5089.3801 | 1064000 | 1285452.2837 | 462000 | 229022.1044
492 | 941.72 | 2 | 1.8 | 2.8 | 3.8 | 21280 | 7790.6199 | 8400 | 5089.3801 | 1064000 | 1285452.2837 | 462000 | 229022.1044
494 | 935.985 | 2 | 1.8 | 2.8 | 3.8 | 21280 | 7790.6199 | 8400 | 5089.3801 | 1064000 | 1285452.2837 | 462000 | 229022.1044
496 | 930.475 | 2 | 1.8 | 2.8 | 3.8 | 21280 | 7790.6199 | 8400 | 5089.3801 | 1064000 | 1285452.2837 | 462000 | 229022.1044
498 | 927.611 | 2 | 1.8 | 2.8 | 3.8 | 21280 | 7790.6199 | 8400 | 5089.3801 | 1064000 | 1285452.2837 | 462000 | 229022.1044
500 | 931.256 | 2 | 1.8 | 2.8 | 3.8 | 21280 | 7790.6199 | 8400 | 5089.3801 | 1064000 | 1285452.2837 | 462000 | 229022.1044
502 | 920.044 | 2 | 1.8 | 2.8 | 3.8 | 21280 | 7790.6199 | 8400 | 5089.3801 | 1064000 | 1285452.2837 | 462000 | 229022.1044
504 | 911.78 | 2 | 1.8 | 2.8 | 3.8 | 21280 | 7790.6199 | 8400 | 5089.3801 | 1064000 | 1285452.2837 | 462000 | 229022.1044
506 | 907.989 | 2 | 1.8 | 2.8 | 3.8 | 21280 | 7790.6199 | 8400 | 5089.3801 | 1064000 | 1285452.2837 | 462000 | 229022.1044
508 | 907.289 | 2 | 1.5 | 2.5 | 3.5 | 17500 | 6465.7083 | 7500 | 3534.2917 | 875000 | 1066841.8637 | 412500 | 159043.1281
510 | 900.577 | 2 | 1.5 | 2.5 | 3.5 | 17500 | 6465.7083 | 7500 | 3534.2917 | 875000 | 1066841.8637 | 412500 | 159043.1281
512 | 902.112 | 2 | 1.5 | 2.5 | 3.5 | 17500 | 6465.7083 | 7500 | 3534.2917 | 875000 | 1066841.8637 | 412500 | 159043.1281
514 | 900.179 | 2 | 1.5 | 2.5 | 3.5 | 17500 | 6465.7083 | 7500 | 3534.2917 | 875000 | 1066841.8637 | 412500 | 159043.1281
516 | 903.811 | 2 | 1.5 | 2.5 | 3.5 | 17500 | 6465.7083 | 7500 | 3534.2917 | 875000 | 1066841.8637 | 412500 | 159043.1281
518 | 910.027 | 2 | 1.5 | 2.5 | 3.5 | 17500 | 6465.7083 | 7500 | 3534.2917 | 875000 | 1066841.8637 | 412500 | 159043.1281
520 | 911.131 | 2 | 1.5 | 2.5 | 3.5 | 17500 | 6465.7083 | 7500 | 3534.2917 | 875000 | 1066841.8637 | 412500 | 159043.1281

## Capital Costs
Option 4A Capital Costs
Pipe Cost | 5889166745.4696
Pipe Laying and Joining | 1177833349.0939
Pipe Trench Excavation & Back Fill | 839667685.9559
Air Valve, Scour Valve & Isolating Cost | 367900000
Pump Station Cost PS 1 | 31430340.9711
Pump Station Cost PS 3 | 105960972.005
Reservoir Cost BPT 3 | 2822169.6
Reservoir Cost BPT 5 | 2822169.6
Option 4A Capital Costs (Pula)
Pipe Cost | 6478083420.0165
Pipe Laying and Joining | 1295616684.0033
Pipe Trench Excavation & Back Fill | 923634454.5515
Air Valve, Scour Valve & Isolating Cost | 404690000
Pump Station Cost PS 1 | 34573375.0683
Pump Station Cost PS 3 | 116557069.2055
Reservoir Cost BPT 3 | 3104386.56
Reservoir Cost BPT 5 | 3104386.56

## Maintenance Costs
Option 4A Maintenance Costs
Item | Percentage Per Annum | Cost R/year
Civil | 0.5% | 29474055.4233
Mechanical & Electrical | 4% | 20211652.519
Total |  | 49685707.9424
Option 4A Maintenance Costs (Pula)
Item | Percentage Per Annum | Cost P/year
Civil | 0.5% | 32421460.9657
Mechanical & Electrical | 4% | 22232817.771
Total |  | 54654278.7366

## Pumping Costs Calculation
Option 4A Pumping Costs Calculations - PS 1
Pipeline Details |  |  |  | New Pipe Flow Equation |  |  | Average Pipe Flow Equation |  |  | Old Pipe Flow Equation |  |  | Biofilm Pipe Flow Equation
Chainage (km) | Elevation (m) | Section Length (km) | Diameter (m) | λ | Friction Component | Secondary Loss Component | λ | Friction Component | Secondary Loss Component | λ | Friction Component | Secondary Loss Component | λ | Friction Component | Secondary Loss Component
2 | 1069.018 | 0 | 1.9 | 0.00867 | 0 | 0 | 0.0097304 | 0 | 0 | 0.011459 | 0 | 0 | 0.014543 | 0 | 0
4 | 1067.321 | 2 | 1.9 | 0.00867 | 0.057863 | 0.0036578 | 0.0097304 | 0.06494 | 0.0036578 | 0.011459 | 0.076477 | 0.0036578 | 0.014543 | 0.097058 | 0.0036578 | 1.618 | 0.060979
6 | 1064.035 | 2 | 1.9 | 0.00867 | 0.057863 | 0.0036578 | 0.0097304 | 0.06494 | 0.0036578 | 0.011459 | 0.076477 | 0.0036578 | 0.014543 | 0.097058 | 0.0036578 | 1.618 | 0.060979
8 | 1063.832 | 2 | 1.9 | 0.00867 | 0.057863 | 0.0036578 | 0.0097304 | 0.06494 | 0.0036578 | 0.011459 | 0.076477 | 0.0036578 | 0.014543 | 0.097058 | 0.0036578 | 1.618 | 0.060979
10 | 1067.893 | 2 | 1.9 | 0.00867 | 0.057863 | 0.0036578 | 0.0097304 | 0.06494 | 0.0036578 | 0.011459 | 0.076477 | 0.0036578 | 0.014543 | 0.097058 | 0.0036578 | 1.618 | 0.060979
12 | 1075.133 | 2 | 1.9 | 0.00867 | 0.057863 | 0.0036578 | 0.0097304 | 0.06494 | 0.0036578 | 0.011459 | 0.076477 | 0.0036578 | 0.014543 | 0.097058 | 0.0036578 | 1.618 | 0.060979
14 | 1082.768 | 2 | 1.9 | 0.00867 | 0.057863 | 0.0036578 | 0.0097304 | 0.06494 | 0.0036578 | 0.011459 | 0.076477 | 0.0036578 | 0.014543 | 0.097058 | 0.0036578 | 1.618 | 0.060979
16 | 1089.726 | 2 | 1.9 | 0.00867 | 0.057863 | 0.0036578 | 0.0097304 | 0.06494 | 0.0036578 | 0.011459 | 0.076477 | 0.0036578 | 0.014543 | 0.097058 | 0.0036578 | 1.618 | 0.060979
18 | 1094.131 | 2 | 1.9 | 0.00867 | 0.057863 | 0.0036578 | 0.0097304 | 0.06494 | 0.0036578 | 0.011459 | 0.076477 | 0.0036578 | 0.014543 | 0.097058 | 0.0036578 | 1.618 | 0.060979
20 | 1097.897 | 2 | 1.9 | 0.00867 | 0.057863 | 0.0036578 | 0.0097304 | 0.06494 | 0.0036578 | 0.011459 | 0.076477 | 0.0036578 | 0.014543 | 0.097058 | 0.0036578 | 1.618 | 0.060979
22 | 1101.67 | 2 | 1.9 | 0.00867 | 0.057863 | 0.0036578 | 0.0097304 | 0.06494 | 0.0036578 | 0.011459 | 0.076477 | 0.0036578 | 0.014543 | 0.097058 | 0.0036578 | 1.618 | 0.060979
16.7903
Option 4A Pumping Costs Calculations - PS 3
Pipeline Details |  |  |  | New Pipe Flow Equation |  |  | Average Pipe Flow Equation |  |  | Old Pipe Flow Equation |  |  | Biofilm Pipe Flow Equation
Chainage (km) | Elevation (m) | Section Length (km) | Diameter (m) | λ | Friction Component | Secondary Loss Component | λ | Friction Component | Secondary Loss Component | λ | Friction Component | Secondary Loss Component | λ | Friction Component | Secondary Loss Component
228 | 913.484 | 2 | 2.2 | 0.008468 | 0.027153 | 0.0020349 | 0.0094904 | 0.030432 | 0.0020349 | 0.011153 | 0.035762 | 0.0020349 | 0.014105 | 0.045227 | 0.0020349
230 | 913.545 | 2 | 2.2 | 0.008468 | 0.027153 | 0.0020349 | 0.0094904 | 0.030432 | 0.0020349 | 0.011153 | 0.035762 | 0.0020349 | 0.014105 | 0.045227 | 0.0020349
232 | 914.546 | 2 | 2.2 | 0.008468 | 0.027153 | 0.0020349 | 0.0094904 | 0.030432 | 0.0020349 | 0.011153 | 0.035762 | 0.0020349 | 0.014105 | 0.045227 | 0.0020349
234 | 918.285 | 2 | 2.2 | 0.008468 | 0.027153 | 0.0020349 | 0.0094904 | 0.030432 | 0.0020349 | 0.011153 | 0.035762 | 0.0020349 | 0.014105 | 0.045227 | 0.0020349
236 | 919.357 | 2 | 2.2 | 0.008468 | 0.027153 | 0.0020349 | 0.0094904 | 0.030432 | 0.0020349 | 0.011153 | 0.035762 | 0.0020349 | 0.014105 | 0.045227 | 0.0020349
238 | 918.649 | 2 | 2.2 | 0.008468 | 0.027153 | 0.0020349 | 0.0094904 | 0.030432 | 0.0020349 | 0.011153 | 0.035762 | 0.0020349 | 0.014105 | 0.045227 | 0.0020349
240 | 922.974 | 2 | 2.2 | 0.008468 | 0.027153 | 0.0020349 | 0.0094904 | 0.030432 | 0.0020349 | 0.011153 | 0.035762 | 0.0020349 | 0.014105 | 0.045227 | 0.0020349
242 | 927.375 | 2 | 2.2 | 0.008468 | 0.027153 | 0.0020349 | 0.0094904 | 0.030432 | 0.0020349 | 0.011153 | 0.035762 | 0.0020349 | 0.014105 | 0.045227 | 0.0020349
244 | 929.253 | 2 | 2.2 | 0.008468 | 0.027153 | 0.0020349 | 0.0094904 | 0.030432 | 0.0020349 | 0.011153 | 0.035762 | 0.0020349 | 0.014105 | 0.045227 | 0.0020349
246 | 930.863 | 2 | 2.2 | 0.008468 | 0.027153 | 0.0020349 | 0.0094904 | 0.030432 | 0.0020349 | 0.011153 | 0.035762 | 0.0020349 | 0.014105 | 0.045227 | 0.0020349
248 | 931.924 | 2 | 2.2 | 0.008468 | 0.027153 | 0.0020349 | 0.0094904 | 0.030432 | 0.0020349 | 0.011153 | 0.035762 | 0.0020349 | 0.014105 | 0.045227 | 0.0020349
250 | 936.722 | 2 | 2.2 | 0.008468 | 0.027153 | 0.0020349 | 0.0094904 | 0.030432 | 0.0020349 | 0.011153 | 0.035762 | 0.0020349 | 0.014105 | 0.045227 | 0.0020349
252 | 941.777 | 2 | 2.2 | 0.008468 | 0.027153 | 0.0020349 | 0.0094904 | 0.030432 | 0.0020349 | 0.011153 | 0.035762 | 0.0020349 | 0.014105 | 0.045227 | 0.0020349
254 | 948.143 | 2 | 2.2 | 0.008468 | 0.027153 | 0.0020349 | 0.0094904 | 0.030432 | 0.0020349 | 0.011153 | 0.035762 | 0.0020349 | 0.014105 | 0.045227 | 0.0020349
256 | 955.417 | 2 | 2.2 | 0.008468 | 0.027153 | 0.0020349 | 0.0094904 | 0.030432 | 0.0020349 | 0.011153 | 0.035762 | 0.0020349 | 0.014105 | 0.045227 | 0.0020349
258 | 962.7 | 2 | 2.2 | 0.008468 | 0.027153 | 0.0020349 | 0.0094904 | 0.030432 | 0.0020349 | 0.011153 | 0.035762 | 0.0020349 | 0.014105 | 0.045227 | 0.0020349
260 | 969.281 | 2 | 2.2 | 0.008468 | 0.027153 | 0.0020349 | 0.0094904 | 0.030432 | 0.0020349 | 0.011153 | 0.035762 | 0.0020349 | 0.014105 | 0.045227 | 0.0020349
262 | 980.284 | 2 | 2.2 | 0.008468 | 0.027153 | 0.0020349 | 0.0094904 | 0.030432 | 0.0020349 | 0.011153 | 0.035762 | 0.0020349 | 0.014105 | 0.045227 | 0.0020349
264 | 986.551 | 2 | 2.2 | 0.008468 | 0.027153 | 0.0020349 | 0.0094904 | 0.030432 | 0.0020349 | 0.011153 | 0.035762 | 0.0020349 | 0.014105 | 0.045227 | 0.0020349
266 | 989.198 | 2 | 2.2 | 0.008468 | 0.027153 | 0.0020349 | 0.0094904 | 0.030432 | 0.0020349 | 0.011153 | 0.035762 | 0.0020349 | 0.014105 | 0.045227 | 0.0020349
268 | 994.39 | 2 | 2.2 | 0.008468 | 0.027153 | 0.0020349 | 0.0094904 | 0.030432 | 0.0020349 | 0.011153 | 0.035762 | 0.0020349 | 0.014105 | 0.045227 | 0.0020349
270 | 999.917 | 2 | 2.2 | 0.008468 | 0.027153 | 0.0020349 | 0.0094904 | 0.030432 | 0.0020349 | 0.011153 | 0.035762 | 0.0020349 | 0.014105 | 0.045227 | 0.0020349
272 | 1004.623 | 2 | 2.2 | 0.008468 | 0.027153 | 0.0020349 | 0.0094904 | 0.030432 | 0.0020349 | 0.011153 | 0.035762 | 0.0020349 | 0.014105 | 0.045227 | 0.0020349
274 | 1008.819 | 2 | 2.2 | 0.008468 | 0.027153 | 0.0020349 | 0.0094904 | 0.030432 | 0.0020349 | 0.011153 | 0.035762 | 0.0020349 | 0.014105 | 0.045227 | 0.0020349
276 | 1007.834 | 2 | 2.2 | 0.008468 | 0.027153 | 0.0020349 | 0.0094904 | 0.030432 | 0.0020349 | 0.011153 | 0.035762 | 0.0020349 | 0.014105 | 0.045227 | 0.0020349
278 | 1005.626 | 2 | 2.2 | 0.008468 | 0.027153 | 0.0020349 | 0.0094904 | 0.030432 | 0.0020349 | 0.011153 | 0.035762 | 0.0020349 | 0.014105 | 0.045227 | 0.0020349
280 | 1001.623 | 2 | 2.2 | 0.008468 | 0.027153 | 0.0020349 | 0.0094904 | 0.030432 | 0.0020349 | 0.011153 | 0.035762 | 0.0020349 | 0.014105 | 0.045227 | 0.0020349
282 | 1004.052 | 2 | 2.2 | 0.008468 | 0.027153 | 0.0020349 | 0.0094904 | 0.030432 | 0.0020349 | 0.011153 | 0.035762 | 0.0020349 | 0.014105 | 0.045227 | 0.0020349
284 | 1010.797 | 2 | 2.2 | 0.008468 | 0.027153 | 0.0020349 | 0.0094904 | 0.030432 | 0.0020349 | 0.011153 | 0.035762 | 0.0020349 | 0.014105 | 0.045227 | 0.0020349
286 | 1014.67 | 2 | 2.2 | 0.008468 | 0.027153 | 0.0020349 | 0.0094904 | 0.030432 | 0.0020349 | 0.011153 | 0.035762 | 0.0020349 | 0.014105 | 0.045227 | 0.0020349
288 | 1017.319 | 2 | 2.2 | 0.008468 | 0.027153 | 0.0020349 | 0.0094904 | 0.030432 | 0.0020349 | 0.011153 | 0.035762 | 0.0020349 | 0.014105 | 0.045227 | 0.0020349
290 | 1027.459 | 2 | 2.2 | 0.008468 | 0.027153 | 0.0020349 | 0.0094904 | 0.030432 | 0.0020349 | 0.011153 | 0.035762 | 0.0020349 | 0.014105 | 0.045227 | 0.0020349
292 | 1031.99 | 2 | 2.2 | 0.008468 | 0.027153 | 0.0020349 | 0.0094904 | 0.030432 | 0.0020349 | 0.011153 | 0.035762 | 0.0020349 | 0.014105 | 0.045227 | 0.0020349
294 | 1036.254 | 2 | 2.2 | 0.008468 | 0.027153 | 0.0020349 | 0.0094904 | 0.030432 | 0.0020349 | 0.011153 | 0.035762 | 0.0020349 | 0.014105 | 0.045227 | 0.0020349
296 | 1040.127 | 2 | 2.2 | 0.008468 | 0.027153 | 0.0020349 | 0.0094904 | 0.030432 | 0.0020349 | 0.011153 | 0.035762 | 0.0020349 | 0.014105 | 0.045227 | 0.0020349
298 | 1044.396 | 2 | 2.2 | 0.008468 | 0.027153 | 0.0020349 | 0.0094904 | 0.030432 | 0.0020349 | 0.011153 | 0.035762 | 0.0020349 | 0.014105 | 0.045227 | 0.0020349
300 | 1051.339 | 2 | 2.2 | 0.008468 | 0.027153 | 0.0020349 | 0.0094904 | 0.030432 | 0.0020349 | 0.011153 | 0.035762 | 0.0020349 | 0.014105 | 0.045227 | 0.0020349
302 | 1060.955 | 2 | 2.2 | 0.008468 | 0.027153 | 0.0020349 | 0.0094904 | 0.030432 | 0.0020349 | 0.011153 | 0.035762 | 0.0020349 | 0.014105 | 0.045227 | 0.0020349
304 | 1070.227 | 2 | 2.2 | 0.008468 | 0.027153 | 0.0020349 | 0.0094904 | 0.030432 | 0.0020349 | 0.011153 | 0.035762 | 0.0020349 | 0.014105 | 0.045227 | 0.0020349
306 | 1072.691 | 2 | 2.2 | 0.008468 | 0.027153 | 0.0020349 | 0.0094904 | 0.030432 | 0.0020349 | 0.011153 | 0.035762 | 0.0020349 | 0.014105 | 0.045227 | 0.0020349
308 | 1076.503 | 2 | 2.2 | 0.008468 | 0.027153 | 0.0020349 | 0.0094904 | 0.030432 | 0.0020349 | 0.011153 | 0.035762 | 0.0020349 | 0.014105 | 0.045227 | 0.0020349
310 | 1083.996 | 2 | 2.2 | 0.008468 | 0.027153 | 0.0020349 | 0.0094904 | 0.030432 | 0.0020349 | 0.011153 | 0.035762 | 0.0020349 | 0.014105 | 0.045227 | 0.0020349
312 | 1097.188 | 2 | 2.2 | 0.008468 | 0.027153 | 0.0020349 | 0.0094904 | 0.030432 | 0.0020349 | 0.011153 | 0.035762 | 0.0020349 | 0.014105 | 0.045227 | 0.0020349
314 | 1103.545 | 2 | 2.2 | 0.008468 | 0.027153 | 0.0020349 | 0.0094904 | 0.030432 | 0.0020349 | 0.011153 | 0.035762 | 0.0020349 | 0.014105 | 0.045227 | 0.0020349
316 | 1105.174 | 2 | 2.2 | 0.008468 | 0.027153 | 0.0020349 | 0.0094904 | 0.030432 | 0.0020349 | 0.011153 | 0.035762 | 0.0020349 | 0.014105 | 0.045227 | 0.0020349
318 | 1111.657 | 2 | 2.2 | 0.008468 | 0.027153 | 0.0020349 | 0.0094904 | 0.030432 | 0.0020349 | 0.011153 | 0.035762 | 0.0020349 | 0.014105 | 0.045227 | 0.0020349
320 | 1122.935 | 2 | 2.2 | 0.008468 | 0.027153 | 0.0020349 | 0.0094904 | 0.030432 | 0.0020349 | 0.011153 | 0.035762 | 0.0020349 | 0.014105 | 0.045227 | 0.0020349
322 | 1128.197 | 2 | 2.2 | 0.008468 | 0.027153 | 0.0020349 | 0.0094904 | 0.030432 | 0.0020349 | 0.011153 | 0.035762 | 0.0020349 | 0.014105 | 0.045227 | 0.0020349
324 | 1132.561 | 2 | 2.2 | 0.008468 | 0.027153 | 0.0020349 | 0.0094904 | 0.030432 | 0.0020349 | 0.011153 | 0.035762 | 0.0020349 | 0.014105 | 0.045227 | 0.0020349
326 | 1131.854 | 2 | 2.2 | 0.008468 | 0.027153 | 0.0020349 | 0.0094904 | 0.030432 | 0.0020349 | 0.011153 | 0.035762 | 0.0020349 | 0.014105 | 0.045227 | 0.0020349
328 | 1133.338 | 2 | 2.2 | 0.008468 | 0.027153 | 0.0020349 | 0.0094904 | 0.030432 | 0.0020349 | 0.011153 | 0.035762 | 0.0020349 | 0.014105 | 0.045227 | 0.0020349
330 | 1136.405 | 2 | 2.2 | 0.008468 | 0.027153 | 0.0020349 | 0.0094904 | 0.030432 | 0.0020349 | 0.011153 | 0.035762 | 0.0020349 | 0.014105 | 0.045227 | 0.0020349
332 | 1128.709 | 2 | 2.2 | 0.008468 | 0.027153 | 0.0020349 | 0.0094904 | 0.030432 | 0.0020349 | 0.011153 | 0.035762 | 0.0020349 | 0.014105 | 0.045227 | 0.0020349
334 | 1120.713 | 2 | 2.2 | 0.008468 | 0.027153 | 0.0020349 | 0.0094904 | 0.030432 | 0.0020349 | 0.011153 | 0.035762 | 0.0020349 | 0.014105 | 0.045227 | 0.0020349
336 | 1115.226 | 2 | 1.8 | 0.0087463 | 0.076492 | 0.004541 | 0.0098211 | 0.085892 | 0.004541 | 0.011575 | 0.10123 | 0.004541 | 0.01471 | 0.12864 | 0.004541
338 | 1108.709 | 2 | 1.8 | 0.0087463 | 0.076492 | 0.004541 | 0.0098211 | 0.085892 | 0.004541 | 0.011575 | 0.10123 | 0.004541 | 0.01471 | 0.12864 | 0.004541
340 | 1102.499 | 2 | 1.8 | 0.0087463 | 0.076492 | 0.004541 | 0.0098211 | 0.085892 | 0.004541 | 0.011575 | 0.10123 | 0.004541 | 0.01471 | 0.12864 | 0.004541
342 | 1096.349 | 2 | 1.8 | 0.0087463 | 0.076492 | 0.004541 | 0.0098211 | 0.085892 | 0.004541 | 0.011575 | 0.10123 | 0.004541 | 0.01471 | 0.12864 | 0.004541
344 | 1090.39 | 2 | 1.8 | 0.0087463 | 0.076492 | 0.004541 | 0.0098211 | 0.085892 | 0.004541 | 0.011575 | 0.10123 | 0.004541 | 0.01471 | 0.12864 | 0.004541
346 | 1087.765 | 2 | 1.8 | 0.0087463 | 0.076492 | 0.004541 | 0.0098211 | 0.085892 | 0.004541 | 0.011575 | 0.10123 | 0.004541 | 0.01471 | 0.12864 | 0.004541
348 | 1084.661 | 2 | 1.8 | 0.0087463 | 0.076492 | 0.004541 | 0.0098211 | 0.085892 | 0.004541 | 0.011575 | 0.10123 | 0.004541 | 0.01471 | 0.12864 | 0.004541
350 | 1081.662 | 2 | 1.8 | 0.0087463 | 0.076492 | 0.004541 | 0.0098211 | 0.085892 | 0.004541 | 0.011575 | 0.10123 | 0.004541 | 0.01471 | 0.12864 | 0.004541
352 | 1076.872 | 2 | 1.8 | 0.0087463 | 0.076492 | 0.004541 | 0.0098211 | 0.085892 | 0.004541 | 0.011575 | 0.10123 | 0.004541 | 0.01471 | 0.12864 | 0.004541
354 | 1070.898 | 2 | 1.8 | 0.0087463 | 0.076492 | 0.004541 | 0.0098211 | 0.085892 | 0.004541 | 0.011575 | 0.10123 | 0.004541 | 0.01471 | 0.12864 | 0.004541
356 | 1065.018 | 2 | 1.8 | 0.0087463 | 0.076492 | 0.004541 | 0.0098211 | 0.085892 | 0.004541 | 0.011575 | 0.10123 | 0.004541 | 0.01471 | 0.12864 | 0.004541
358 | 1059.58 | 2 | 1.8 | 0.0087463 | 0.076492 | 0.004541 | 0.0098211 | 0.085892 | 0.004541 | 0.011575 | 0.10123 | 0.004541 | 0.01471 | 0.12864 | 0.004541
360 | 1055.284 | 2 | 1.8 | 0.0087463 | 0.076492 | 0.004541 | 0.0098211 | 0.085892 | 0.004541 | 0.011575 | 0.10123 | 0.004541 | 0.01471 | 0.12864 | 0.004541
362 | 1050.886 | 2 | 1.8 | 0.0087463 | 0.076492 | 0.004541 | 0.0098211 | 0.085892 | 0.004541 | 0.011575 | 0.10123 | 0.004541 | 0.01471 | 0.12864 | 0.004541
364 | 1052.647 | 2 | 1.8 | 0.0087463 | 0.076492 | 0.004541 | 0.0098211 | 0.085892 | 0.004541 | 0.011575 | 0.10123 | 0.004541 | 0.01471 | 0.12864 | 0.004541
366 | 1051.117 | 2 | 1.8 | 0.0087463 | 0.076492 | 0.004541 | 0.0098211 | 0.085892 | 0.004541 | 0.011575 | 0.10123 | 0.004541 | 0.01471 | 0.12864 | 0.004541
368 | 1048.266 | 2 | 1.8 | 0.0087463 | 0.076492 | 0.004541 | 0.0098211 | 0.085892 | 0.004541 | 0.011575 | 0.10123 | 0.004541 | 0.01471 | 0.12864 | 0.004541
370 | 1040.172 | 2 | 1.8 | 0.0087463 | 0.076492 | 0.004541 | 0.0098211 | 0.085892 | 0.004541 | 0.011575 | 0.10123 | 0.004541 | 0.01471 | 0.12864 | 0.004541
372 | 1033.483 | 2 | 1.8 | 0.0087463 | 0.076492 | 0.004541 | 0.0098211 | 0.085892 | 0.004541 | 0.011575 | 0.10123 | 0.004541 | 0.01471 | 0.12864 | 0.004541
374 | 1030.95 | 2 | 1.8 | 0.0087463 | 0.076492 | 0.004541 | 0.0098211 | 0.085892 | 0.004541 | 0.011575 | 0.10123 | 0.004541 | 0.01471 | 0.12864 | 0.004541
376 | 1032.263 | 2 | 1.8 | 0.0087463 | 0.076492 | 0.004541 | 0.0098211 | 0.085892 | 0.004541 | 0.011575 | 0.10123 | 0.004541 | 0.01471 | 0.12864 | 0.004541
378 | 1031.391 | 2 | 1.8 | 0.0087463 | 0.076492 | 0.004541 | 0.0098211 | 0.085892 | 0.004541 | 0.011575 | 0.10123 | 0.004541 | 0.01471 | 0.12864 | 0.004541
380 | 1025.791 | 2 | 1.8 | 0.0087463 | 0.076492 | 0.004541 | 0.0098211 | 0.085892 | 0.004541 | 0.011575 | 0.10123 | 0.004541 | 0.01471 | 0.12864 | 0.004541
382 | 1020.911 | 2 | 1.8 | 0.0087463 | 0.076492 | 0.004541 | 0.0098211 | 0.085892 | 0.004541 | 0.011575 | 0.10123 | 0.004541 | 0.01471 | 0.12864 | 0.004541
384 | 1015.65 | 2 | 1.8 | 0.0087463 | 0.076492 | 0.004541 | 0.0098211 | 0.085892 | 0.004541 | 0.011575 | 0.10123 | 0.004541 | 0.01471 | 0.12864 | 0.004541
386 | 1012.139 | 2 | 1.8 | 0.0087463 | 0.076492 | 0.004541 | 0.0098211 | 0.085892 | 0.004541 | 0.011575 | 0.10123 | 0.004541 | 0.01471 | 0.12864 | 0.004541
388 | 1010.472 | 2 | 1.8 | 0.0087463 | 0.076492 | 0.004541 | 0.0098211 | 0.085892 | 0.004541 | 0.011575 | 0.10123 | 0.004541 | 0.01471 | 0.12864 | 0.004541
390 | 1005.401 | 2 | 1.8 | 0.0087463 | 0.076492 | 0.004541 | 0.0098211 | 0.085892 | 0.004541 | 0.011575 | 0.10123 | 0.004541 | 0.01471 | 0.12864 | 0.004541
392 | 996.666 | 2 | 1.8 | 0.0087463 | 0.076492 | 0.004541 | 0.0098211 | 0.085892 | 0.004541 | 0.011575 | 0.10123 | 0.004541 | 0.01471 | 0.12864 | 0.004541
394 | 991.35 | 2 | 1.8 | 0.0087463 | 0.076492 | 0.004541 | 0.0098211 | 0.085892 | 0.004541 | 0.011575 | 0.10123 | 0.004541 | 0.01471 | 0.12864 | 0.004541
396 | 990.486 | 2 | 1.8 | 0.0087463 | 0.076492 | 0.004541 | 0.0098211 | 0.085892 | 0.004541 | 0.011575 | 0.10123 | 0.004541 | 0.01471 | 0.12864 | 0.004541
398 | 992.761 | 2 | 1.8 | 0.0087463 | 0.076492 | 0.004541 | 0.0098211 | 0.085892 | 0.004541 | 0.011575 | 0.10123 | 0.004541 | 0.01471 | 0.12864 | 0.004541
400 | 999.077 | 2 | 1.8 | 0.0087463 | 0.076492 | 0.004541 | 0.0098211 | 0.085892 | 0.004541 | 0.011575 | 0.10123 | 0.004541 | 0.01471 | 0.12864 | 0.004541
402 | 1001.8 | 2 | 1.8 | 0.0087463 | 0.076492 | 0.004541 | 0.0098211 | 0.085892 | 0.004541 | 0.011575 | 0.10123 | 0.004541 | 0.01471 | 0.12864 | 0.004541
404 | 1002.224 | 2 | 1.8 | 0.0087463 | 0.076492 | 0.004541 | 0.0098211 | 0.085892 | 0.004541 | 0.011575 | 0.10123 | 0.004541 | 0.01471 | 0.12864 | 0.004541
406 | 1002.003 | 2 | 1.8 | 0.0087463 | 0.076492 | 0.004541 | 0.0098211 | 0.085892 | 0.004541 | 0.011575 | 0.10123 | 0.004541 | 0.01471 | 0.12864 | 0.004541
408 | 1003.596 | 2 | 1.8 | 0.0087463 | 0.076492 | 0.004541 | 0.0098211 | 0.085892 | 0.004541 | 0.011575 | 0.10123 | 0.004541 | 0.01471 | 0.12864 | 0.004541
410 | 994.111 | 2 | 1.8 | 0.0087463 | 0.076492 | 0.004541 | 0.0098211 | 0.085892 | 0.004541 | 0.011575 | 0.10123 | 0.004541 | 0.01471 | 0.12864 | 0.004541
412 | 983.925 | 2 | 1.8 | 0.0087463 | 0.076492 | 0.004541 | 0.0098211 | 0.085892 | 0.004541 | 0.011575 | 0.10123 | 0.004541 | 0.01471 | 0.12864 | 0.004541
414 | 972.347 | 2 | 1.8 | 0.0087463 | 0.076492 | 0.004541 | 0.0098211 | 0.085892 | 0.004541 | 0.011575 | 0.10123 | 0.004541 | 0.01471 | 0.12864 | 0.004541
416 | 963.901 | 2 | 1.8 | 0.0087463 | 0.076492 | 0.004541 | 0.0098211 | 0.085892 | 0.004541 | 0.011575 | 0.10123 | 0.004541 | 0.01471 | 0.12864 | 0.004541
418 | 963.258 | 2 | 1.8 | 0.0087463 | 0.076492 | 0.004541 | 0.0098211 | 0.085892 | 0.004541 | 0.011575 | 0.10123 | 0.004541 | 0.01471 | 0.12864 | 0.004541
420 | 965.836 | 2 | 1.8 | 0.0087463 | 0.076492 | 0.004541 | 0.0098211 | 0.085892 | 0.004541 | 0.011575 | 0.10123 | 0.004541 | 0.01471 | 0.12864 | 0.004541
422 | 966.309 | 2 | 1.8 | 0.0087463 | 0.076492 | 0.004541 | 0.0098211 | 0.085892 | 0.004541 | 0.011575 | 0.10123 | 0.004541 | 0.01471 | 0.12864 | 0.004541
424 | 972.884 | 2 | 1.8 | 0.0087463 | 0.076492 | 0.004541 | 0.0098211 | 0.085892 | 0.004541 | 0.011575 | 0.10123 | 0.004541 | 0.01471 | 0.12864 | 0.004541
426 | 983.972 | 2 | 1.8 | 0.0087463 | 0.076492 | 0.004541 | 0.0098211 | 0.085892 | 0.004541 | 0.011575 | 0.10123 | 0.004541 | 0.01471 | 0.12864 | 0.004541
428 | 994.096 | 2 | 1.8 | 0.0087463 | 0.076492 | 0.004541 | 0.0098211 | 0.085892 | 0.004541 | 0.011575 | 0.10123 | 0.004541 | 0.01471 | 0.12864 | 0.004541
430 | 991.695 | 2 | 1.8 | 0.0087463 | 0.076492 | 0.004541 | 0.0098211 | 0.085892 | 0.004541 | 0.011575 | 0.10123 | 0.004541 | 0.01471 | 0.12864 | 0.004541
432 | 984.933 | 2 | 1.8 | 0.0087463 | 0.076492 | 0.004541 | 0.0098211 | 0.085892 | 0.004541 | 0.011575 | 0.10123 | 0.004541 | 0.01471 | 0.12864 | 0.004541
434 | 978.185 | 2 | 1.8 | 0.0087463 | 0.076492 | 0.004541 | 0.0098211 | 0.085892 | 0.004541 | 0.011575 | 0.10123 | 0.004541 | 0.01471 | 0.12864 | 0.004541
436 | 972.686 | 2 | 1.8 | 0.0087463 | 0.076492 | 0.004541 | 0.0098211 | 0.085892 | 0.004541 | 0.011575 | 0.10123 | 0.004541 | 0.01471 | 0.12864 | 0.004541
438 | 966.824 | 2 | 1.8 | 0.0087463 | 0.076492 | 0.004541 | 0.0098211 | 0.085892 | 0.004541 | 0.011575 | 0.10123 | 0.004541 | 0.01471 | 0.12864 | 0.004541
440 | 960.902 | 2 | 1.8 | 0.0087463 | 0.076492 | 0.004541 | 0.0098211 | 0.085892 | 0.004541 | 0.011575 | 0.10123 | 0.004541 | 0.01471 | 0.12864 | 0.004541
442 | 952.924 | 2 | 1.8 | 0.0087463 | 0.076492 | 0.004541 | 0.0098211 | 0.085892 | 0.004541 | 0.011575 | 0.10123 | 0.004541 | 0.01471 | 0.12864 | 0.004541
444 | 945.683 | 2 | 1.8 | 0.0087463 | 0.076492 | 0.004541 | 0.0098211 | 0.085892 | 0.004541 | 0.011575 | 0.10123 | 0.004541 | 0.01471 | 0.12864 | 0.004541
446 | 941.042 | 2 | 1.8 | 0.0087463 | 0.076492 | 0.004541 | 0.0098211 | 0.085892 | 0.004541 | 0.011575 | 0.10123 | 0.004541 | 0.01471 | 0.12864 | 0.004541
448 | 937.104 | 2 | 1.8 | 0.0087463 | 0.076492 | 0.004541 | 0.0098211 | 0.085892 | 0.004541 | 0.011575 | 0.10123 | 0.004541 | 0.01471 | 0.12864 | 0.004541
450 | 939.943 | 2 | 1.8 | 0.0087463 | 0.076492 | 0.004541 | 0.0098211 | 0.085892 | 0.004541 | 0.011575 | 0.10123 | 0.004541 | 0.01471 | 0.12864 | 0.004541
452 | 944.776 | 2 | 1.8 | 0.0087463 | 0.076492 | 0.004541 | 0.0098211 | 0.085892 | 0.004541 | 0.011575 | 0.10123 | 0.004541 | 0.01471 | 0.12864 | 0.004541
454 | 947.762 | 2 | 1.8 | 0.0087463 | 0.076492 | 0.004541 | 0.0098211 | 0.085892 | 0.004541 | 0.011575 | 0.10123 | 0.004541 | 0.01471 | 0.12864 | 0.004541
456 | 952.649 | 2 | 1.8 | 0.0087463 | 0.076492 | 0.004541 | 0.0098211 | 0.085892 | 0.004541 | 0.011575 | 0.10123 | 0.004541 | 0.01471 | 0.12864 | 0.004541
458 | 954.554 | 2 | 1.8 | 0.0087463 | 0.076492 | 0.004541 | 0.0098211 | 0.085892 | 0.004541 | 0.011575 | 0.10123 | 0.004541 | 0.01471 | 0.12864 | 0.004541
460 | 952.37 | 2 | 1.8 | 0.0087463 | 0.076492 | 0.004541 | 0.0098211 | 0.085892 | 0.004541 | 0.011575 | 0.10123 | 0.004541 | 0.01471 | 0.12864 | 0.004541
462 | 947.552 | 2 | 1.8 | 0.0087463 | 0.076492 | 0.004541 | 0.0098211 | 0.085892 | 0.004541 | 0.011575 | 0.10123 | 0.004541 | 0.01471 | 0.12864 | 0.004541
464 | 941.898 | 2 | 1.8 | 0.0087463 | 0.076492 | 0.004541 | 0.0098211 | 0.085892 | 0.004541 | 0.011575 | 0.10123 | 0.004541 | 0.01471 | 0.12864 | 0.004541
466 | 940.521 | 2 | 1.8 | 0.0087463 | 0.076492 | 0.004541 | 0.0098211 | 0.085892 | 0.004541 | 0.011575 | 0.10123 | 0.004541 | 0.01471 | 0.12864 | 0.004541
468 | 939.702 | 2 | 1.8 | 0.0087463 | 0.076492 | 0.004541 | 0.0098211 | 0.085892 | 0.004541 | 0.011575 | 0.10123 | 0.004541 | 0.01471 | 0.12864 | 0.004541
470 | 937.147 | 2 | 1.8 | 0.0087463 | 0.076492 | 0.004541 | 0.0098211 | 0.085892 | 0.004541 | 0.011575 | 0.10123 | 0.004541 | 0.01471 | 0.12864 | 0.004541
472 | 933.872 | 2 | 1.8 | 0.0087463 | 0.076492 | 0.004541 | 0.0098211 | 0.085892 | 0.004541 | 0.011575 | 0.10123 | 0.004541 | 0.01471 | 0.12864 | 0.004541
474 | 933.184 | 2 | 1.8 | 0.0087463 | 0.076492 | 0.004541 | 0.0098211 | 0.085892 | 0.004541 | 0.011575 | 0.10123 | 0.004541 | 0.01471 | 0.12864 | 0.004541
476 | 939.292 | 2 | 1.8 | 0.0087463 | 0.076492 | 0.004541 | 0.0098211 | 0.085892 | 0.004541 | 0.011575 | 0.10123 | 0.004541 | 0.01471 | 0.12864 | 0.004541
478 | 944.619 | 2 | 1.8 | 0.0087463 | 0.076492 | 0.004541 | 0.0098211 | 0.085892 | 0.004541 | 0.011575 | 0.10123 | 0.004541 | 0.01471 | 0.12864 | 0.004541
480 | 954.023 | 2 | 1.8 | 0.0087463 | 0.076492 | 0.004541 | 0.0098211 | 0.085892 | 0.004541 | 0.011575 | 0.10123 | 0.004541 | 0.01471 | 0.12864 | 0.004541
482 | 968.263 | 2 | 1.8 | 0.0087463 | 0.076492 | 0.004541 | 0.0098211 | 0.085892 | 0.004541 | 0.011575 | 0.10123 | 0.004541 | 0.01471 | 0.12864 | 0.004541
484 | 970.384 | 2 | 1.8 | 0.0087463 | 0.076492 | 0.004541 | 0.0098211 | 0.085892 | 0.004541 | 0.011575 | 0.10123 | 0.004541 | 0.01471 | 0.12864 | 0.004541
486 | 964.636 | 2 | 1.8 | 0.0087463 | 0.076492 | 0.004541 | 0.0098211 | 0.085892 | 0.004541 | 0.011575 | 0.10123 | 0.004541 | 0.01471 | 0.12864 | 0.004541
488 | 956.631 | 2 | 1.8 | 0.0087463 | 0.076492 | 0.004541 | 0.0098211 | 0.085892 | 0.004541 | 0.011575 | 0.10123 | 0.004541 | 0.01471 | 0.12864 | 0.004541
490 | 947.426 | 2 | 1.8 | 0.0087463 | 0.076492 | 0.004541 | 0.0098211 | 0.085892 | 0.004541 | 0.011575 | 0.10123 | 0.004541 | 0.01471 | 0.12864 | 0.004541
492 | 941.72 | 2 | 1.8 | 0.0087463 | 0.076492 | 0.004541 | 0.0098211 | 0.085892 | 0.004541 | 0.011575 | 0.10123 | 0.004541 | 0.01471 | 0.12864 | 0.004541
494 | 935.985 | 2 | 1.8 | 0.0087463 | 0.076492 | 0.004541 | 0.0098211 | 0.085892 | 0.004541 | 0.011575 | 0.10123 | 0.004541 | 0.01471 | 0.12864 | 0.004541
496 | 930.475 | 2 | 1.8 | 0.0087463 | 0.076492 | 0.004541 | 0.0098211 | 0.085892 | 0.004541 | 0.011575 | 0.10123 | 0.004541 | 0.01471 | 0.12864 | 0.004541
498 | 927.611 | 2 | 1.8 | 0.0087463 | 0.076492 | 0.004541 | 0.0098211 | 0.085892 | 0.004541 | 0.011575 | 0.10123 | 0.004541 | 0.01471 | 0.12864 | 0.004541
500 | 931.256 | 2 | 1.8 | 0.0087463 | 0.076492 | 0.004541 | 0.0098211 | 0.085892 | 0.004541 | 0.011575 | 0.10123 | 0.004541 | 0.01471 | 0.12864 | 0.004541
502 | 920.044 | 2 | 1.8 | 0.0087463 | 0.076492 | 0.004541 | 0.0098211 | 0.085892 | 0.004541 | 0.011575 | 0.10123 | 0.004541 | 0.01471 | 0.12864 | 0.004541
504 | 911.78 | 2 | 1.8 | 0.0087463 | 0.076492 | 0.004541 | 0.0098211 | 0.085892 | 0.004541 | 0.011575 | 0.10123 | 0.004541 | 0.01471 | 0.12864 | 0.004541
506 | 907.989 | 2 | 1.8 | 0.0087463 | 0.076492 | 0.004541 | 0.0098211 | 0.085892 | 0.004541 | 0.011575 | 0.10123 | 0.004541 | 0.01471 | 0.12864 | 0.004541
508 | 907.289 | 2 | 1.5 | 0.0090113 | 0.1961 | 0.0094162 | 0.010137 | 0.2206 | 0.0094162 | 0.01198 | 0.2607 | 0.0094162 | 0.015294 | 0.33283 | 0.0094162
510 | 900.577 | 2 | 1.5 | 0.0090113 | 0.1961 | 0.0094162 | 0.010137 | 0.2206 | 0.0094162 | 0.01198 | 0.2607 | 0.0094162 | 0.015294 | 0.33283 | 0.0094162
512 | 902.112 | 2 | 1.5 | 0.0090113 | 0.1961 | 0.0094162 | 0.010137 | 0.2206 | 0.0094162 | 0.01198 | 0.2607 | 0.0094162 | 0.015294 | 0.33283 | 0.0094162
514 | 900.179 | 2 | 1.5 | 0.0090113 | 0.1961 | 0.0094162 | 0.010137 | 0.2206 | 0.0094162 | 0.01198 | 0.2607 | 0.0094162 | 0.015294 | 0.33283 | 0.0094162
516 | 903.811 | 2 | 1.5 | 0.0090113 | 0.1961 | 0.0094162 | 0.010137 | 0.2206 | 0.0094162 | 0.01198 | 0.2607 | 0.0094162 | 0.015294 | 0.33283 | 0.0094162
518 | 910.027 | 2 | 1.5 | 0.0090113 | 0.1961 | 0.0094162 | 0.010137 | 0.2206 | 0.0094162 | 0.01198 | 0.2607 | 0.0094162 | 0.015294 | 0.33283 | 0.0094162
520 | 911.131 | 2 | 1.5 | 0.0090113 | 0.1961 | 0.0094162 | 0.010137 | 0.2206 | 0.0094162 | 0.01198 | 0.2607 | 0.0094162 | 0.015294 | 0.33283 | 0.0094162

## Pumping Costs
Option 4A Pumping Costs
PS 1
New Pipe - Year 4 to 18 |  | Average Pipe - Year 19 to 33 |  | Old Pipe - Year 34 to 48 |  | Biofilmed Pipe - Year 49 to 63
Pumping Head (m) | 50 | Pumping Head (m) | 50 | Pumping Head (m) | 50 | Pumping Head (m) | 50
Gravitational Head (m) | -32.652 | Gravitational Head (m) | -32.652 | Gravitational Head (m) | -32.652 | Gravitational Head (m) | -32.652
Flow Rate (m3/s) | 5.3102 | Flow Rate (m3/s) | 5.0289 | Flow Rate (m3/s) | 4.6528 | Flow Rate (m3/s) | 4.1503
Pumping Hours per Day | 24 | Pumping Hours per Day | 24 | Pumping Hours per Day | 24 | Pumping Hours per Day | 24
Peak Design Flow (m3/s) | 4.083 | Peak Design Flow | 4.083 | Peak Design Flow | 4.083 | Peak Design Flow | 4.083
Required Pumping Hours | 18.5 | Required Pumping Hours | 19.5 | Required Pumping Hours | 21.1 | Required Pumping Hours | 23.6
Pumpstation Power (kW) | 2342 | Pumpstation Power (kW) | 2342 | Pumpstation Power (kW) | 2342 | Pumpstation Power (kW) | 2342
Pumping Days per Year | 347 | Pumping Days per Year | 347 | Pumping Days per Year | 347 | Pumping Days per Year | 347
Fixed Power Cost per Month | 28.699 | Fixed Power Cost per Month | 28.699 | Fixed Power Cost per Month | 28.699 | Fixed Power Cost per Month | 28.699
Fixed power Cost per Year | 344.388 | Fixed power Cost per Year | 344.388 | Fixed power Cost per Year | 344.388 | Fixed power Cost per Year | 344.388
Power Cost Per kWh | 0.45056 | Power Cost Per kWh | 0.45056 | Power Cost Per kWh | 0.45056 | Power Cost Per kWh | 0.45056
Energy Cost Per Year | 6774274.7406 | Energy Cost Per Year | 7140433.1381 | Energy Cost Per Year | 7726286.574 | Energy Cost Per Year | 8641682.5676
Option 4A Pumping Costs
PS 3
New Pipe - Year 4 to 18 |  | Average Pipe - Year 19 to 33 |  | Old Pipe - Year 34 to 48 |  | Biofilmed Pipe - Year 49 to 63
Pumping Head (m) | 160 | Pumping Head (m) | 160 | Pumping Head (m) | 160 | Pumping Head (m) | 160
Gravitational Head (m) | 188.186 | Gravitational Head (m) | 188.186 | Gravitational Head (m) | 188.186 | Gravitational Head (m) | 188.186
Flow Rate (m3/s) | 5.9056 | Flow Rate (m3/s) | 5.5905 | Flow Rate (m3/s) | 5.1697 | Flow Rate (m3/s) | 4.6074
Pumping Hours per Day | 24 | Pumping Hours per Day | 24 | Pumping Hours per Day | 24 | Pumping Hours per Day | 24
Peak Design Flow (m3/s) | 4.083 | Peak Design Flow | 4.083 | Peak Design Flow | 4.083 | Peak Design Flow | 4.083
Required Pumping Hours | 16.6 | Required Pumping Hours | 17.5 | Required Pumping Hours | 19 | Required Pumping Hours | 21.3
Pumpstation Power (kW) | 12177 | Pumpstation Power (kW) | 12177 | Pumpstation Power (kW) | 12177 | Pumpstation Power (kW) | 12177
Pumping Days per Year | 347 | Pumping Days per Year | 347 | Pumping Days per Year | 347 | Pumping Days per Year | 347
Fixed Power Cost per Month | 28.699 | Fixed Power Cost per Month | 28.699 | Fixed Power Cost per Month | 28.699 | Fixed Power Cost per Month | 28.699
Fixed power Cost per Year | 344.388 | Fixed power Cost per Year | 344.388 | Fixed power Cost per Year | 344.388 | Fixed power Cost per Year | 344.388
Power Cost Per kWh | 0.45056 | Power Cost Per kWh | 0.45056 | Power Cost Per kWh | 0.45056 | Power Cost Per kWh | 0.45056
Energy Cost Per Year | 31603503.813 | Energy Cost Per Year | 33316928.1192 | Energy Cost Per Year | 36172635.2962 | Energy Cost Per Year | 40551386.3008
Pipe Type | Energy Cost Per Year PS 1 | Energy Cost Per Year PS 2
New Pipe | 6774274.7406 | 31603503.813
Average Pipe | 7140433.1381 | 33316928.1192
Old Pipe | 7726286.574 | 36172635.2962
Biofilm Pipe | 8641682.5676 | 40551386.3008
Pipe Type | Energy Cost Per Year PS 1 (Pula) | Energy Cost Per Year PS 2 (Pula)
New Pipe | 7451702.2147 | 34763854.1943
Average Pipe | 7854476.4519 | 36648620.9311
Old Pipe | 8498915.2314 | 39789898.8258
Biofilm Pipe | 9505850.8243 | 44606524.9309

## Life Cycle Costing (Pula)
Table 38: Option 4A Life Cycle Costing (Pula)
Year | Reference Year | Capital Cost | Electricity - Pumping Cost | Maintenance Cost | NPV at 6% Discount Rate | NPV at 8% Discount Rate | NPV at 10% Discount Rate
2010 | 0 | 1913091689.249 |  |  | 1913091689.249 | 1913091689.249 | 1913091689.249
2011 | 1 | 1913091689.249 |  |  | 1913091689.249 | 1913091689.249 | 1913091689.249
2012 | 2 | 1913091689.249 |  |  | 1913091689.249 | 1913091689.249 | 1913091689.249
2013 | 3 | 1913091689.249 |  |  | 1913091689.249 | 1913091689.249 | 1913091689.249
2014 | 4 | 0 | 34888889.5942 | 45168825.4022 | 63413208.742 | 58844810.469 | 54680496.5483
2015 | 5 | 0 | 34888889.5942 | 45168825.4022 | 59823781.8321 | 54485935.6195 | 49709542.3167
2016 | 6 | 0 | 34888889.5942 | 45168825.4022 | 56437530.0302 | 50449940.3884 | 45190493.0152
2017 | 7 | 0 | 34888889.5942 | 45168825.4022 | 53242952.8587 | 46712907.767 | 41082266.3774
2018 | 8 | 0 | 34888889.5942 | 45168825.4022 | 50229200.8101 | 43252692.3769 | 37347514.8886
2019 | 9 | 0 | 34888889.5942 | 45168825.4022 | 47386038.5001 | 40048789.2379 | 33952286.2623
2020 | 10 | 0 | 34888889.5942 | 45168825.4022 | 44703809.9058 | 37082212.2573 | 30865714.7839
2021 | 11 | 0 | 34888889.5942 | 45168825.4022 | 42173405.5715 | 34335381.7197 | 28059740.7127
2022 | 12 | 0 | 34888889.5942 | 45168825.4022 | 39786231.6712 | 31792020.1108 | 25508855.1933
2023 | 13 | 0 | 34888889.5942 | 45168825.4022 | 37534180.8219 | 29437055.6582 | 23189868.3576
2024 | 14 | 0 | 34888889.5942 | 45168825.4022 | 35409604.5489 | 27256533.0168 | 21081698.5069
2025 | 15 | 0 | 34888889.5942 | 45168825.4022 | 33405287.3103 | 25237530.5711 | 19165180.4608
2026 | 16 | 0 | 34888889.5942 | 45168825.4022 | 31514421.9909 | 23368083.8622 | 17422891.328
2027 | 17 | 0 | 34888889.5942 | 45168825.4022 | 29730586.7838 | 21637114.6872 | 15838992.1164
2028 | 18 | 0 | 34888889.5942 | 45168825.4022 | 28047723.381 | 20034365.4511 | 14399083.7422
2029 | 19 | 0 | 36779419.3248 | 45168825.4022 | 27084961.0698 | 18988396.9266 | 13399192.8471
2030 | 20 | 0 | 36779419.3248 | 45168825.4022 | 25551850.0659 | 17581849.0061 | 12181084.4064
2031 | 21 | 0 | 36779419.3248 | 45168825.4022 | 24105518.9301 | 16279489.8204 | 11073713.0968
2032 | 22 | 0 | 36779419.3248 | 45168825.4022 | 22741055.5944 | 15073601.6856 | 10067011.9061
2033 | 23 | 0 | 36779419.3248 | 45168825.4022 | 21453826.0325 | 13957038.5978 | 9151829.0056
2034 | 24 | 0 | 36779419.3248 | 45168825.4022 | 20239458.5212 | 12923183.8868 | 8319844.5505
2035 | 25 | 0 | 36779419.3248 | 45168825.4022 | 19093828.7936 | 11965911.0063 | 7563495.0459
2036 | 26 | 0 | 36779419.3248 | 45168825.4022 | 18013046.0317 | 11079547.2281 | 6875904.5872
2037 | 27 | 0 | 36779419.3248 | 45168825.4022 | 16993439.6525 | 10258840.026 | 6250822.352
2038 | 28 | 0 | 36779419.3248 | 45168825.4022 | 16031546.842 | 9498925.95 | 5682565.7746
2039 | 29 | 0 | 36779419.3248 | 45168825.4022 | 15124100.7943 | 8795301.8056 | 5165968.886
2040 | 30 | 0 | 36779419.3248 | 45168825.4022 | 14268019.6173 | 8143797.9681 | 4696335.3509
2041 | 31 | 0 | 36779419.3248 | 45168825.4022 | 13460395.8654 | 7540553.6742 | 4269395.7735
2042 | 32 | 0 | 36779419.3248 | 45168825.4022 | 12698486.6655 | 6981994.1428 | 3881268.885
2043 | 33 | 0 | 36779419.3248 | 45168825.4022 | 11979704.4014 | 6464809.3914 | 3528426.2591
2044 | 34 | 0 | 39908110.791 | 45168825.4022 | 11733090.5572 | 6214470.8476 | 3330125.082
2045 | 35 | 0 | 39908110.791 | 45168825.4022 | 11068953.3559 | 5754139.6737 | 3027386.4382
2046 | 36 | 0 | 39908110.791 | 45168825.4022 | 10442408.8263 | 5327907.1053 | 2752169.4892
2047 | 37 | 0 | 39908110.791 | 45168825.4022 | 9851329.0814 | 4933247.3197 | 2501972.2629
2048 | 38 | 0 | 39908110.791 | 45168825.4022 | 9293706.6806 | 4567821.5923 | 2274520.239
2049 | 39 | 0 | 39908110.791 | 45168825.4022 | 8767647.8119 | 4229464.4373 | 2067745.6719
2050 | 40 | 0 | 39908110.791 | 45168825.4022 | 8271365.8602 | 3916170.7753 | 1879768.7926
2051 | 41 | 0 | 39908110.791 | 45168825.4022 | 7803175.3399 | 3626084.0512 | 1708880.7205
2052 | 42 | 0 | 39908110.791 | 45168825.4022 | 7361486.1697 | 3357485.2326 | 1553527.9278
2053 | 43 | 0 | 39908110.791 | 45168825.4022 | 6944798.2733 | 3108782.6228 | 1412298.1162
2054 | 44 | 0 | 39908110.791 | 45168825.4022 | 6551696.4842 | 2878502.4285 | 1283907.3783
2055 | 45 | 0 | 39908110.791 | 45168825.4022 | 6180845.7398 | 2665280.0264 | 1167188.5257
2056 | 46 | 0 | 39908110.791 | 45168825.4022 | 5830986.547 | 2467851.8763 | 1061080.4779
2057 | 47 | 0 | 39908110.791 | 45168825.4022 | 5500930.7047 | 2285048.0336 | 964618.6163
2058 | 48 | 0 | 39908110.791 | 45168825.4022 | 5189557.2686 | 2115785.2163 | 876926.0148
2059 | 49 | 0 | 44720971.6986 | 45168825.4022 | 5172768.0184 | 2069885.7815 | 842303.9307
2060 | 50 | 0 | 44720971.6986 | 45168825.4022 | 4879969.8286 | 1916560.9088 | 765730.8461
2061 | 51 | 0 | 44720971.6986 | 45168825.4022 | 4603745.1214 | 1774593.434 | 696118.951
2062 | 52 | 0 | 44720971.6986 | 45168825.4022 | 4343155.7749 | 1643142.0686 | 632835.41
2063 | 53 | 0 | 44720971.6986 | 45168825.4022 | 4097316.7687 | 1521427.8413 | 575304.9182
2064 | 54 | 0 | 44720971.6986 | 45168825.4022 | 3865393.1781 | 1408729.4826 | 523004.4711
2065 | 55 | 0 | 44720971.6986 | 45168825.4022 | 3646597.3378 | 1304379.1506 | 475458.6101
2066 | 56 | 0 | 44720971.6986 | 45168825.4022 | 3440186.1677 | 1207758.4728 | 432235.1001
2067 | 57 | 0 | 44720971.6986 | 45168825.4022 | 3245458.6488 | 1118294.8822 | 392941.0001
2068 | 58 | 0 | 44720971.6986 | 45168825.4022 | 3061753.4423 | 1035458.2243 | 357219.091
2069 | 59 | 0 | 44720971.6986 | 45168825.4022 | 2888446.6436 | 958757.6151 | 324744.6281
2070 | 60 | 0 | 44720971.6986 | 45168825.4022 | 2724949.6638 | 887738.5325 | 295222.3892
2071 | 61 | 0 | 44720971.6986 | 45168825.4022 | 2570707.23 | 821980.1226 | 268383.9902
2072 | 62 | 0 | 44720971.6986 | 45168825.4022 | 2425195.5 | 761092.7062 | 243985.4456
2073 | 63 | 0 | 44720971.6986 | 45168825.4022 | 2287920.283 | 704715.4687 | 221804.9506
[5 empty] | 8758089502.9398 | 8448457927.2352 | 8256877649.8184

## Life Cycle Costing
Table 38: Option 4A Life Cycle Costing
Year | Reference Year | Capital Cost | Electricity - Pumping Cost | Maintenance Cost | NPV at 6% Discount Rate | NPV at 8% Discount Rate | NPV at 10% Discount Rate
2010 | 0 | 2104400858.1739 |  |  | 2104400858.1739 | 2104400858.1739 | 2104400858.1739
2011 | 1 | 2104400858.1739 |  |  | 2104400858.1739 | 2104400858.1739 | 2104400858.1739
2012 | 2 | 2104400858.1739 |  |  | 2104400858.1739 | 2104400858.1739 | 2104400858.1739
2013 | 3 | 2104400858.1739 |  |  | 2104400858.1739 | 2104400858.1739 | 2104400858.1739
2014 | 4 | 0 | 38377778.5537 | 49685707.9424 | 69754529.6162 | 64729291.5159 | 60148546.2032
2015 | 5 | 0 | 38377778.5537 | 49685707.9424 | 65806160.0153 | 59934529.1814 | 54680496.5483
2016 | 6 | 0 | 38377778.5537 | 49685707.9424 | 62081283.0333 | 55494934.4272 | 49709542.3167
2017 | 7 | 0 | 38377778.5537 | 49685707.9424 | 58567248.1446 | 51384198.5437 | 45190493.0152
2018 | 8 | 0 | 38377778.5537 | 49685707.9424 | 55252120.8911 | 47577961.6146 | 41082266.3774
2019 | 9 | 0 | 38377778.5537 | 49685707.9424 | 52124642.3501 | 44053668.1616 | 37347514.8886
2020 | 10 | 0 | 38377778.5537 | 49685707.9424 | 49174190.8963 | 40790433.483 | 33952286.2623
2021 | 11 | 0 | 38377778.5537 | 49685707.9424 | 46390746.1286 | 37768919.8917 | 30865714.7839
2022 | 12 | 0 | 38377778.5537 | 49685707.9424 | 43764854.8383 | 34971222.1219 | 28059740.7127
2023 | 13 | 0 | 38377778.5537 | 49685707.9424 | 41287598.9041 | 32380761.224 | 25508855.1933
2024 | 14 | 0 | 38377778.5537 | 49685707.9424 | 38950565.0038 | 29982186.3185 | 23189868.3576
2025 | 15 | 0 | 38377778.5537 | 49685707.9424 | 36745816.0414 | 27761283.6283 | 21081698.5069
2026 | 16 | 0 | 38377778.5537 | 49685707.9424 | 34665864.19 | 25704892.2484 | 19165180.4608
2027 | 17 | 0 | 38377778.5537 | 49685707.9424 | 32703645.4622 | 23800826.1559 | 17422891.328
2028 | 18 | 0 | 38377778.5537 | 49685707.9424 | 30852495.7191 | 22037801.9962 | 15838992.1164
2029 | 19 | 0 | 40457361.2573 | 49685707.9424 | 29793457.1768 | 20887236.6192 | 14739112.1318
2030 | 20 | 0 | 40457361.2573 | 49685707.9424 | 28107035.0725 | 19340033.9067 | 13399192.8471
2031 | 21 | 0 | 40457361.2573 | 49685707.9424 | 26516070.8231 | 17907438.8025 | 12181084.4064
2032 | 22 | 0 | 40457361.2573 | 49685707.9424 | 25015161.1539 | 16580961.8542 | 11073713.0968
2033 | 23 | 0 | 40457361.2573 | 49685707.9424 | 23599208.6357 | 15352742.4576 | 10067011.9061
2034 | 24 | 0 | 40457361.2573 | 49685707.9424 | 22263404.3733 | 14215502.2755 | 9151829.0056
2035 | 25 | 0 | 40457361.2573 | 49685707.9424 | 21003211.6729 | 13162502.107 | 8319844.5505
2036 | 26 | 0 | 40457361.2573 | 49685707.9424 | 19814350.6349 | 12187501.9509 | 7563495.0459
2037 | 27 | 0 | 40457361.2573 | 49685707.9424 | 18692783.6178 | 11284724.0286 | 6875904.5872
2038 | 28 | 0 | 40457361.2573 | 49685707.9424 | 17634701.5262 | 10448818.545 | 6250822.352
2039 | 29 | 0 | 40457361.2573 | 49685707.9424 | 16636510.8738 | 9674831.9861 | 5682565.7746
2040 | 30 | 0 | 40457361.2573 | 49685707.9424 | 15694821.579 | 8958177.7649 | 5165968.886
2041 | 31 | 0 | 40457361.2573 | 49685707.9424 | 14806435.4519 | 8294609.0416 | 4696335.3509
2042 | 32 | 0 | 40457361.2573 | 49685707.9424 | 13968335.332 | 7680193.557 | 4269395.7735
2043 | 33 | 0 | 40457361.2573 | 49685707.9424 | 13177674.8415 | 7111290.3306 | 3881268.885
2044 | 34 | 0 | 43898921.8701 | 49685707.9424 | 12906399.6129 | 6835917.9324 | 3663137.5902
2045 | 35 | 0 | 43898921.8701 | 49685707.9424 | 12175848.6914 | 6329553.6411 | 3330125.082
2046 | 36 | 0 | 43898921.8701 | 49685707.9424 | 11486649.7089 | 5860697.8158 | 3027386.4382
2047 | 37 | 0 | 43898921.8701 | 49685707.9424 | 10836461.9895 | 5426572.0517 | 2752169.4892
2048 | 38 | 0 | 43898921.8701 | 49685707.9424 | 10223077.3486 | 5024603.7515 | 2501972.2629
2049 | 39 | 0 | 43898921.8701 | 49685707.9424 | 9644412.593 | 4652410.8811 | 2274520.239
2050 | 40 | 0 | 43898921.8701 | 49685707.9424 | 9098502.4463 | 4307787.8528 | 2067745.6719
2051 | 41 | 0 | 43898921.8701 | 49685707.9424 | 8583492.8738 | 3988692.4563 | 1879768.7926
2052 | 42 | 0 | 43898921.8701 | 49685707.9424 | 8097634.7866 | 3693233.7559 | 1708880.7205
2053 | 43 | 0 | 43898921.8701 | 49685707.9424 | 7639278.1006 | 3419660.8851 | 1553527.9278
2054 | 44 | 0 | 43898921.8701 | 49685707.9424 | 7206866.1326 | 3166352.6713 | 1412298.1162
2055 | 45 | 0 | 43898921.8701 | 49685707.9424 | 6798930.3138 | 2931808.029 | 1283907.3783
2056 | 46 | 0 | 43898921.8701 | 49685707.9424 | 6414085.2017 | 2714637.0639 | 1167188.5257
2057 | 47 | 0 | 43898921.8701 | 49685707.9424 | 6051023.7752 | 2513552.837 | 1061080.4779
2058 | 48 | 0 | 43898921.8701 | 49685707.9424 | 5708512.9955 | 2327363.7379 | 964618.6163
2059 | 49 | 0 | 49193068.8684 | 49685707.9424 | 5690044.8202 | 2276874.3596 | 926534.3238
2060 | 50 | 0 | 49193068.8684 | 49685707.9424 | 5367966.8115 | 2108216.9996 | 842303.9307
2061 | 51 | 0 | 49193068.8684 | 49685707.9424 | 5064119.6335 | 1952052.7774 | 765730.8461
2062 | 52 | 0 | 49193068.8684 | 49685707.9424 | 4777471.3523 | 1807456.2754 | 696118.951
2063 | 53 | 0 | 49193068.8684 | 49685707.9424 | 4507048.4456 | 1673570.6254 | 632835.41
2064 | 54 | 0 | 49193068.8684 | 49685707.9424 | 4251932.4959 | 1549602.4309 | 575304.9182
2065 | 55 | 0 | 49193068.8684 | 49685707.9424 | 4011257.0716 | 1434817.0657 | 523004.4711
2066 | 56 | 0 | 49193068.8684 | 49685707.9424 | 3784204.7845 | 1328534.3201 | 475458.6101
2067 | 57 | 0 | 49193068.8684 | 49685707.9424 | 3570004.5137 | 1230124.3704 | 432235.1001
2068 | 58 | 0 | 49193068.8684 | 49685707.9424 | 3367928.7865 | 1139004.0467 | 392941.0001
2069 | 59 | 0 | 49193068.8684 | 49685707.9424 | 3177291.308 | 1054633.3766 | 357219.091
2070 | 60 | 0 | 49193068.8684 | 49685707.9424 | 2997444.6302 | 976512.3857 | 324744.6281
2071 | 61 | 0 | 49193068.8684 | 49685707.9424 | 2827777.953 | 904178.1349 | 295222.3892
2072 | 62 | 0 | 49193068.8684 | 49685707.9424 | 2667715.05 | 837201.9768 | 268383.9902
2073 | 63 | 0 | 49193068.8684 | 49685707.9424 | 2516712.3113 | 775187.0155 | 243985.4456
[5 empty] | 9633898453.2337 | 9293303719.9587 | 9082565414.8002