## Cost Estimates
Air Valve, Scour Valve & Isolating Budget |  |  |  | Steel Pipe Prices |  | Pump Station Costs - DWA 2003 Escalated to 2010 |  | Electricity Costs | Pula | Rand | Reservoir Costing |  | Minor Loss - k | 150 | Pipe Trench Excavation & Back Fill
Pipe Diameter (mm) | Civil Rate/m | Mechanical Rate/m | Total R/m | Coating Cost Per m2 | 200 | PS Capacity kW | Cost R/kW | Fixed Charge Per Month | 26.09 | 28.699 | Reservoir (incl. earthowrks and lining) per m3 | 80 |  |  | Excavation Cost (R/m3) | 50
500 | 40 | 70 | 110 | Steel Pipe Cost Per Ton | 17.5 | 100 | 30227.6622 | Energy Charge Per kWh | 0.4096 | 0.45056 |  |  | Friction Factors |  | Bedding and Cradle Fill (R/m3) | 165
600 | 40 | 80 | 120 | Delivery Cost Per m | 85 | 200 | 25032.9622 | [5 empty] | Ks (mm) - New | 0.03 | Main Fill (R/m3) | 55
700 | 40 | 100 | 140 | Laying and Joining 20% of Pipe Price |  | 300 | 22423.6676 | [5 empty] | Ks (mm) - Average | 0.06 | Spoil (R/m3) | 45
800 | 40 | 140 | 180 |  |  | 400 | 20740.1478 | [5 empty] | Ks (mm) - Old | 0.15
900 | 40 | 190 | 230 |  |  | 500 | 19523.2464 | [5 empty] | Ks (mm) - Biofilm | 0.5
1000 | 40 | 250 | 290 |  |  | 600 | 18582.6012
1100 | 40 | 360 | 400 |  |  | 700 | 17823.054
1200 | 50 | 460 | 510 |  |  | 800 | 17190.3824
1300 | 50 | 480 | 530 |  |  | 900 | 16651.2418
1400 | 50 | 500 | 550 |  |  | 1000 | 16183.5318
1500 | 50 | 530 | 580 |  |  | 2000 | 13420.2993
1600 | 60 | 560 | 620 |  |  | 3000 | 12030.295
1700 | 60 | 580 | 640 |  |  | 5000 | 10484.1624
1800 | 60 | 600 | 660 |  |  | 6000 | 9982.2899
1900 | 70 | 640 | 710 |  |  | 7000 | 9576.9667
2000 | 70 | 680 | 750 |  |  | 8000 | 9239.3348
2100 | 70 | 720 | 790 |  |  | 9000 | 8951.5188
2200 | 80 | 760 | 840 |  |  | 10000 | 8701.7305
2300 | 80 | 770 | 850 |  |  | 20000 | 7225.0136
2400 | 90 | 810 | 900 |  |  | 40000 | 6001.0824
2500 | 90 | 850 | 940 |  |  | 50000 | 5653.4377
[6 empty] | 60000 | 5384.5442
[6 empty] | 70000 | 5167.2937
[6 empty] | 80000 | 4986.2759
[6 empty] | 90000 | 4831.929
[6 empty] | 100000 | 4697.9511

## Pipeline Pricing
Option 3A Pipeline Pricing
Chainage (km) | Elevation (m) | Section Length (km) | Diameter (m) | Pipe Wall thickness (mm) | Steel Mass (kg) | Pipe Area (m2) | Coating Cost | Delivery Cost | Pipe Cost | Chamber Cost R/m | Chamber Cost R | Pumpstation Name | Pump Station Power | Reservoir Name | Volume m3
2 | 1069.018 | 0 | 1.9 | 11.875 | 0 | 0 | 0 | 0 | 0 | 710 | 0 | PS1 | 2342 | BPT 3 | 35277.12
4 | 1067.321 | 2 | 1.9 | 11.875 | 1105894.9783 | 11938.0521 | 2387610.4167 | 170000 | 19353162.121 | 710 | 1420000 | PS 2 | 7493 | BPT 4 | 35277.12
6 | 1064.035 | 2 | 1.9 | 11.875 | 1105894.9783 | 11938.0521 | 2387610.4167 | 170000 | 19353162.121 | 710 | 1420000
8 | 1063.832 | 2 | 1.9 | 11.875 | 1105894.9783 | 11938.0521 | 2387610.4167 | 170000 | 19353162.121 | 710 | 1420000
10 | 1067.893 | 2 | 1.9 | 11.875 | 1105894.9783 | 11938.0521 | 2387610.4167 | 170000 | 19353162.121 | 710 | 1420000
12 | 1075.133 | 2 | 1.9 | 11.875 | 1105894.9783 | 11938.0521 | 2387610.4167 | 170000 | 19353162.121 | 710 | 1420000
14 | 1082.768 | 2 | 1.9 | 11.875 | 1105894.9783 | 11938.0521 | 2387610.4167 | 170000 | 19353162.121 | 710 | 1420000
16 | 1089.726 | 2 | 1.9 | 11.875 | 1105894.9783 | 11938.0521 | 2387610.4167 | 170000 | 19353162.121 | 710 | 1420000
18 | 1094.131 | 2 | 1.9 | 11.875 | 1105894.9783 | 11938.0521 | 2387610.4167 | 170000 | 19353162.121 | 710 | 1420000
20 | 1097.897 | 2 | 1.9 | 11.875 | 1105894.9783 | 11938.0521 | 2387610.4167 | 170000 | 19353162.121 | 710 | 1420000
22 | 1101.67 | 2 | 1.9 | 11.875 | 1105894.9783 | 11938.0521 | 2387610.4167 | 170000 | 19353162.121 | 710 | 1420000
24 | 1095.952 | 2 | 2.2 | 13.75 | 1482695.7604 | 13823.0077 | 2764601.5352 | 170000 | 25947175.8077 | 840 | 1680000
26 | 1090.107 | 2 | 2.2 | 13.75 | 1482695.7604 | 13823.0077 | 2764601.5352 | 170000 | 25947175.8077 | 840 | 1680000
28 | 1085.781 | 2 | 2.2 | 13.75 | 1482695.7604 | 13823.0077 | 2764601.5352 | 170000 | 25947175.8077 | 840 | 1680000
30 | 1081.89 | 2 | 2.2 | 13.75 | 1482695.7604 | 13823.0077 | 2764601.5352 | 170000 | 25947175.8077 | 840 | 1680000
32 | 1077.937 | 2 | 2.2 | 13.75 | 1482695.7604 | 13823.0077 | 2764601.5352 | 170000 | 25947175.8077 | 840 | 1680000
34 | 1074.89 | 2 | 2.2 | 13.75 | 1482695.7604 | 13823.0077 | 2764601.5352 | 170000 | 25947175.8077 | 840 | 1680000
36 | 1071.114 | 2 | 2.2 | 13.75 | 1482695.7604 | 13823.0077 | 2764601.5352 | 170000 | 25947175.8077 | 840 | 1680000
38 | 1065.311 | 2 | 2.2 | 13.75 | 1482695.7604 | 13823.0077 | 2764601.5352 | 170000 | 25947175.8077 | 840 | 1680000
40 | 1059.051 | 2 | 2.2 | 13.75 | 1482695.7604 | 13823.0077 | 2764601.5352 | 170000 | 25947175.8077 | 840 | 1680000
42 | 1054.28 | 2 | 2.2 | 13.75 | 1482695.7604 | 13823.0077 | 2764601.5352 | 170000 | 25947175.8077 | 840 | 1680000
44 | 1053.871 | 2 | 2.2 | 13.75 | 1482695.7604 | 13823.0077 | 2764601.5352 | 170000 | 25947175.8077 | 840 | 1680000
46 | 1050.42 | 2 | 2.2 | 13.75 | 1482695.7604 | 13823.0077 | 2764601.5352 | 170000 | 25947175.8077 | 840 | 1680000
48 | 1052.704 | 2 | 2.2 | 13.75 | 1482695.7604 | 13823.0077 | 2764601.5352 | 170000 | 25947175.8077 | 840 | 1680000
50 | 1056.355 | 2 | 2.2 | 13.75 | 1482695.7604 | 13823.0077 | 2764601.5352 | 170000 | 25947175.8077 | 840 | 1680000
52 | 1058.466 | 2 | 2.2 | 13.75 | 1482695.7604 | 13823.0077 | 2764601.5352 | 170000 | 25947175.8077 | 840 | 1680000
54 | 1055.99 | 2 | 2.2 | 13.75 | 1482695.7604 | 13823.0077 | 2764601.5352 | 170000 | 25947175.8077 | 840 | 1680000
56 | 1055.66 | 2 | 2.2 | 13.75 | 1482695.7604 | 13823.0077 | 2764601.5352 | 170000 | 25947175.8077 | 840 | 1680000
58 | 1056.404 | 2 | 2.2 | 13.75 | 1482695.7604 | 13823.0077 | 2764601.5352 | 170000 | 25947175.8077 | 840 | 1680000
60 | 1056.841 | 2 | 2.2 | 13.75 | 1482695.7604 | 13823.0077 | 2764601.5352 | 170000 | 25947175.8077 | 840 | 1680000
62 | 1056.377 | 2 | 2.2 | 13.75 | 1482695.7604 | 13823.0077 | 2764601.5352 | 170000 | 25947175.8077 | 840 | 1680000
64 | 1052.503 | 2 | 2.2 | 13.75 | 1482695.7604 | 13823.0077 | 2764601.5352 | 170000 | 25947175.8077 | 840 | 1680000
66 | 1046.022 | 2 | 2.2 | 13.75 | 1482695.7604 | 13823.0077 | 2764601.5352 | 170000 | 25947175.8077 | 840 | 1680000
68 | 1036.575 | 2 | 2.2 | 13.75 | 1482695.7604 | 13823.0077 | 2764601.5352 | 170000 | 25947175.8077 | 840 | 1680000
70 | 1031.818 | 2 | 2.2 | 13.75 | 1482695.7604 | 13823.0077 | 2764601.5352 | 170000 | 25947175.8077 | 840 | 1680000
72 | 1027.675 | 2 | 2.2 | 13.75 | 1482695.7604 | 13823.0077 | 2764601.5352 | 170000 | 25947175.8077 | 840 | 1680000
74 | 1023.844 | 2 | 2.2 | 13.75 | 1482695.7604 | 13823.0077 | 2764601.5352 | 170000 | 25947175.8077 | 840 | 1680000
76 | 1020.888 | 2 | 2.2 | 13.75 | 1482695.7604 | 13823.0077 | 2764601.5352 | 170000 | 25947175.8077 | 840 | 1680000
78 | 1023.648 | 2 | 2.2 | 13.75 | 1482695.7604 | 13823.0077 | 2764601.5352 | 170000 | 25947175.8077 | 840 | 1680000
80 | 1027.566 | 2 | 2.2 | 13.75 | 1482695.7604 | 13823.0077 | 2764601.5352 | 170000 | 25947175.8077 | 840 | 1680000
82 | 1032.371 | 2 | 2.2 | 13.75 | 1482695.7604 | 13823.0077 | 2764601.5352 | 170000 | 25947175.8077 | 840 | 1680000
84 | 1034.983 | 2 | 2.2 | 13.75 | 1482695.7604 | 13823.0077 | 2764601.5352 | 170000 | 25947175.8077 | 840 | 1680000
86 | 1033.213 | 2 | 2.2 | 13.75 | 1482695.7604 | 13823.0077 | 2764601.5352 | 170000 | 25947175.8077 | 840 | 1680000
88 | 1031.188 | 2 | 2.2 | 13.75 | 1482695.7604 | 13823.0077 | 2764601.5352 | 170000 | 25947175.8077 | 840 | 1680000
90 | 1029.08 | 2 | 2.2 | 13.75 | 1482695.7604 | 13823.0077 | 2764601.5352 | 170000 | 25947175.8077 | 840 | 1680000
92 | 1026.322 | 2 | 2.2 | 13.75 | 1482695.7604 | 13823.0077 | 2764601.5352 | 170000 | 25947175.8077 | 840 | 1680000
94 | 1023.207 | 2 | 2.2 | 13.75 | 1482695.7604 | 13823.0077 | 2764601.5352 | 170000 | 25947175.8077 | 840 | 1680000
96 | 1021.503 | 2 | 2.2 | 13.75 | 1482695.7604 | 13823.0077 | 2764601.5352 | 170000 | 25947175.8077 | 840 | 1680000
98 | 1019.765 | 2 | 2.2 | 13.75 | 1482695.7604 | 13823.0077 | 2764601.5352 | 170000 | 25947175.8077 | 840 | 1680000
100 | 1018.493 | 2 | 2.2 | 13.75 | 1482695.7604 | 13823.0077 | 2764601.5352 | 170000 | 25947175.8077 | 840 | 1680000
102 | 1016.444 | 2 | 2.2 | 13.75 | 1482695.7604 | 13823.0077 | 2764601.5352 | 170000 | 25947175.8077 | 840 | 1680000
104 | 1013.288 | 2 | 2.2 | 13.75 | 1482695.7604 | 13823.0077 | 2764601.5352 | 170000 | 25947175.8077 | 840 | 1680000
106 | 1007.843 | 2 | 2.2 | 13.75 | 1482695.7604 | 13823.0077 | 2764601.5352 | 170000 | 25947175.8077 | 840 | 1680000
108 | 1001.282 | 2 | 2.2 | 13.75 | 1482695.7604 | 13823.0077 | 2764601.5352 | 170000 | 25947175.8077 | 840 | 1680000
110 | 996.609 | 2 | 2.2 | 13.75 | 1482695.7604 | 13823.0077 | 2764601.5352 | 170000 | 25947175.8077 | 840 | 1680000
112 | 992.999 | 2 | 2.2 | 13.75 | 1482695.7604 | 13823.0077 | 2764601.5352 | 170000 | 25947175.8077 | 840 | 1680000
114 | 993.639 | 2 | 2.2 | 13.75 | 1482695.7604 | 13823.0077 | 2764601.5352 | 170000 | 25947175.8077 | 840 | 1680000
116 | 994.611 | 2 | 2.2 | 13.75 | 1482695.7604 | 13823.0077 | 2764601.5352 | 170000 | 25947175.8077 | 840 | 1680000
118 | 995.751 | 2 | 2.2 | 13.75 | 1482695.7604 | 13823.0077 | 2764601.5352 | 170000 | 25947175.8077 | 840 | 1680000
120 | 996.479 | 2 | 2.2 | 13.75 | 1482695.7604 | 13823.0077 | 2764601.5352 | 170000 | 25947175.8077 | 840 | 1680000
122 | 996.147 | 2 | 2.2 | 13.75 | 1482695.7604 | 13823.0077 | 2764601.5352 | 170000 | 25947175.8077 | 840 | 1680000
124 | 992.094 | 2 | 2.2 | 13.75 | 1482695.7604 | 13823.0077 | 2764601.5352 | 170000 | 25947175.8077 | 840 | 1680000
126 | 985.623 | 2 | 2.2 | 13.75 | 1482695.7604 | 13823.0077 | 2764601.5352 | 170000 | 25947175.8077 | 840 | 1680000
128 | 977.759 | 2 | 2.2 | 13.75 | 1482695.7604 | 13823.0077 | 2764601.5352 | 170000 | 25947175.8077 | 840 | 1680000
130 | 969.772 | 2 | 2.2 | 13.75 | 1482695.7604 | 13823.0077 | 2764601.5352 | 170000 | 25947175.8077 | 840 | 1680000
132 | 981.785 | 2 | 2.2 | 13.75 | 1482695.7604 | 13823.0077 | 2764601.5352 | 170000 | 25947175.8077 | 840 | 1680000
134 | 991.458 | 2 | 2.2 | 13.75 | 1482695.7604 | 13823.0077 | 2764601.5352 | 170000 | 25947175.8077 | 840 | 1680000
136 | 987.77 | 2 | 2.2 | 13.75 | 1482695.7604 | 13823.0077 | 2764601.5352 | 170000 | 25947175.8077 | 840 | 1680000
138 | 982.725 | 2 | 2.2 | 13.75 | 1482695.7604 | 13823.0077 | 2764601.5352 | 170000 | 25947175.8077 | 840 | 1680000
140 | 977.559 | 2 | 2.2 | 13.75 | 1482695.7604 | 13823.0077 | 2764601.5352 | 170000 | 25947175.8077 | 840 | 1680000
142 | 975.289 | 2 | 2.2 | 13.75 | 1482695.7604 | 13823.0077 | 2764601.5352 | 170000 | 25947175.8077 | 840 | 1680000
144 | 973.968 | 2 | 2.2 | 13.75 | 1482695.7604 | 13823.0077 | 2764601.5352 | 170000 | 25947175.8077 | 840 | 1680000
146 | 962.473 | 2 | 2.2 | 13.75 | 1482695.7604 | 13823.0077 | 2764601.5352 | 170000 | 25947175.8077 | 840 | 1680000
148 | 951.285 | 2 | 2.2 | 13.75 | 1482695.7604 | 13823.0077 | 2764601.5352 | 170000 | 25947175.8077 | 840 | 1680000
150 | 948.174 | 2 | 2.2 | 13.75 | 1482695.7604 | 13823.0077 | 2764601.5352 | 170000 | 25947175.8077 | 840 | 1680000
152 | 944.641 | 2 | 2.2 | 13.75 | 1482695.7604 | 13823.0077 | 2764601.5352 | 170000 | 25947175.8077 | 840 | 1680000
154 | 941.566 | 2 | 2.2 | 13.75 | 1482695.7604 | 13823.0077 | 2764601.5352 | 170000 | 25947175.8077 | 840 | 1680000
156 | 940.942 | 2 | 2.2 | 13.75 | 1482695.7604 | 13823.0077 | 2764601.5352 | 170000 | 25947175.8077 | 840 | 1680000
158 | 939.726 | 2 | 2.2 | 13.75 | 1482695.7604 | 13823.0077 | 2764601.5352 | 170000 | 25947175.8077 | 840 | 1680000
160 | 936.738 | 2 | 2.2 | 13.75 | 1482695.7604 | 13823.0077 | 2764601.5352 | 170000 | 25947175.8077 | 840 | 1680000
162 | 933.65 | 2 | 2.2 | 13.75 | 1482695.7604 | 13823.0077 | 2764601.5352 | 170000 | 25947175.8077 | 840 | 1680000
164 | 932.745 | 2 | 2.2 | 13.75 | 1482695.7604 | 13823.0077 | 2764601.5352 | 170000 | 25947175.8077 | 840 | 1680000
166 | 931.696 | 2 | 2.2 | 13.75 | 1482695.7604 | 13823.0077 | 2764601.5352 | 170000 | 25947175.8077 | 840 | 1680000
168 | 930.999 | 2 | 2.2 | 13.75 | 1482695.7604 | 13823.0077 | 2764601.5352 | 170000 | 25947175.8077 | 840 | 1680000
170 | 930.885 | 2 | 2.2 | 13.75 | 1482695.7604 | 13823.0077 | 2764601.5352 | 170000 | 25947175.8077 | 840 | 1680000
172 | 930.378 | 2 | 2.2 | 13.75 | 1482695.7604 | 13823.0077 | 2764601.5352 | 170000 | 25947175.8077 | 840 | 1680000
174 | 931.324 | 2 | 2.2 | 13.75 | 1482695.7604 | 13823.0077 | 2764601.5352 | 170000 | 25947175.8077 | 840 | 1680000
176 | 933.53 | 2 | 2.2 | 13.75 | 1482695.7604 | 13823.0077 | 2764601.5352 | 170000 | 25947175.8077 | 840 | 1680000
178 | 932.714 | 2 | 2.2 | 13.75 | 1482695.7604 | 13823.0077 | 2764601.5352 | 170000 | 25947175.8077 | 840 | 1680000
180 | 928.311 | 2 | 2.2 | 13.75 | 1482695.7604 | 13823.0077 | 2764601.5352 | 170000 | 25947175.8077 | 840 | 1680000
182 | 924.179 | 2 | 2.2 | 13.75 | 1482695.7604 | 13823.0077 | 2764601.5352 | 170000 | 25947175.8077 | 840 | 1680000
184 | 928.398 | 2 | 2.2 | 13.75 | 1482695.7604 | 13823.0077 | 2764601.5352 | 170000 | 25947175.8077 | 840 | 1680000
186 | 930.866 | 2 | 2.2 | 13.75 | 1482695.7604 | 13823.0077 | 2764601.5352 | 170000 | 25947175.8077 | 840 | 1680000
188 | 928.411 | 2 | 2.2 | 13.75 | 1482695.7604 | 13823.0077 | 2764601.5352 | 170000 | 25947175.8077 | 840 | 1680000
190 | 927.849 | 2 | 2.2 | 13.75 | 1482695.7604 | 13823.0077 | 2764601.5352 | 170000 | 25947175.8077 | 840 | 1680000
192 | 926.71 | 2 | 2.2 | 13.75 | 1482695.7604 | 13823.0077 | 2764601.5352 | 170000 | 25947175.8077 | 840 | 1680000
194 | 926.201 | 2 | 2.2 | 13.75 | 1482695.7604 | 13823.0077 | 2764601.5352 | 170000 | 25947175.8077 | 840 | 1680000
196 | 924.509 | 2 | 2.2 | 13.75 | 1482695.7604 | 13823.0077 | 2764601.5352 | 170000 | 25947175.8077 | 840 | 1680000
198 | 923.417 | 2 | 2.2 | 13.8052 | 1488612.6665 | 13823.0077 | 2764601.5352 | 170000 | 26050721.6636 | 840 | 1680000
200 | 923.011 | 2 | 2.2 | 13.835 | 1491802.7991 | 13823.0077 | 2764601.5352 | 170000 | 26106548.9846 | 840 | 1680000
202 | 921.969 | 2 | 2.2 | 13.9114 | 1499989.8822 | 13823.0077 | 2764601.5352 | 170000 | 26249822.938 | 840 | 1680000
204 | 920.661 | 2 | 2.2 | 14.0073 | 1510266.1346 | 13823.0077 | 2764601.5352 | 170000 | 26429657.356 | 840 | 1680000
206 | 920.243 | 2 | 2.2 | 14.038 | 1513549.9444 | 13823.0077 | 2764601.5352 | 170000 | 26487124.0275 | 840 | 1680000
208 | 919.297 | 2 | 2.2 | 14.1074 | 1520981.3822 | 13823.0077 | 2764601.5352 | 170000 | 26617174.1893 | 840 | 1680000
210 | 917.533 | 2 | 2.2 | 14.2367 | 1534837.4676 | 13823.0077 | 2764601.5352 | 170000 | 26859655.6835 | 840 | 1680000
212 | 917.684 | 2 | 2.2 | 14.2256 | 1533651.4388 | 13823.0077 | 2764601.5352 | 170000 | 26838900.1782 | 840 | 1680000
214 | 915.724 | 2 | 2.2 | 14.3694 | 1549045.3101 | 13823.0077 | 2764601.5352 | 170000 | 27108292.9272 | 840 | 1680000
216 | 915.73 | 2 | 2.2 | 14.3689 | 1548998.1891 | 13823.0077 | 2764601.5352 | 170000 | 27107468.31 | 840 | 1680000
218 | 915.584 | 2 | 2.2 | 14.3796 | 1550144.7944 | 13823.0077 | 2764601.5352 | 170000 | 27127533.9018 | 840 | 1680000
220 | 915.444 | 2 | 2.2 | 14.3899 | 1551244.2682 | 13823.0077 | 2764601.5352 | 170000 | 27146774.6943 | 840 | 1680000
222 | 913.52 | 2 | 2.2 | 14.531 | 1566353.1271 | 13823.0077 | 2764601.5352 | 170000 | 27411179.7243 | 840 | 1680000
224 | 912.524 | 2 | 2.2 | 14.604 | 1574173.7816 | 13823.0077 | 2764601.5352 | 170000 | 27548041.1775 | 840 | 1680000
226 | 912.565 | 2 | 2.2 | 14.601 | 1573851.8574 | 13823.0077 | 2764601.5352 | 170000 | 27542407.5043 | 840 | 1680000
228 | 913.484 | 2 | 2.2 | 14.5336 | 1566635.8105 | 13823.0077 | 2764601.5352 | 170000 | 27416126.6843 | 840 | 1680000
230 | 913.545 | 2 | 2.2 | 14.5292 | 1566156.8188 | 13823.0077 | 2764601.5352 | 170000 | 27407744.3284 | 840 | 1680000
232 | 914.546 | 2 | 2.2 | 14.4558 | 1558296.3605 | 13823.0077 | 2764601.5352 | 170000 | 27270186.3084 | 840 | 1680000
234 | 918.285 | 2 | 2.2 | 14.1816 | 1528930.7669 | 13823.0077 | 2764601.5352 | 170000 | 26756288.4203 | 840 | 1680000
236 | 919.357 | 2 | 2.2 | 14.103 | 1520510.0578 | 13823.0077 | 2764601.5352 | 170000 | 26608926.0114 | 840 | 1680000
238 | 918.649 | 2 | 2.2 | 14.1549 | 1526071.5646 | 13823.0077 | 2764601.5352 | 170000 | 26706252.3807 | 840 | 1680000
240 | 922.974 | 2 | 2.2 | 13.8377 | 1492093.5211 | 13823.0077 | 2764601.5352 | 170000 | 26111636.6201 | 840 | 1680000
242 | 927.375 | 2 | 2.2 | 13.75 | 1482695.7604 | 13823.0077 | 2764601.5352 | 170000 | 25947175.8077 | 840 | 1680000
244 | 929.253 | 2 | 2.2 | 13.75 | 1482695.7604 | 13823.0077 | 2764601.5352 | 170000 | 25947175.8077 | 840 | 1680000
246 | 930.863 | 2 | 2.2 | 13.75 | 1482695.7604 | 13823.0077 | 2764601.5352 | 170000 | 25947175.8077 | 840 | 1680000
248 | 931.924 | 2 | 2.2 | 13.75 | 1482695.7604 | 13823.0077 | 2764601.5352 | 170000 | 25947175.8077 | 840 | 1680000
250 | 936.722 | 2 | 2.2 | 13.75 | 1482695.7604 | 13823.0077 | 2764601.5352 | 170000 | 25947175.8077 | 840 | 1680000
252 | 941.777 | 2 | 2.2 | 13.75 | 1482695.7604 | 13823.0077 | 2764601.5352 | 170000 | 25947175.8077 | 840 | 1680000
254 | 948.143 | 2 | 2.2 | 13.75 | 1482695.7604 | 13823.0077 | 2764601.5352 | 170000 | 25947175.8077 | 840 | 1680000
256 | 955.417 | 2 | 2.2 | 13.75 | 1482695.7604 | 13823.0077 | 2764601.5352 | 170000 | 25947175.8077 | 840 | 1680000
258 | 962.7 | 2 | 2.2 | 13.75 | 1482695.7604 | 13823.0077 | 2764601.5352 | 170000 | 25947175.8077 | 840 | 1680000
260 | 969.281 | 2 | 2.2 | 13.75 | 1482695.7604 | 13823.0077 | 2764601.5352 | 170000 | 25947175.8077 | 840 | 1680000
262 | 980.284 | 2 | 2.2 | 13.75 | 1482695.7604 | 13823.0077 | 2764601.5352 | 170000 | 25947175.8077 | 840 | 1680000
264 | 986.551 | 2 | 2.2 | 13.75 | 1482695.7604 | 13823.0077 | 2764601.5352 | 170000 | 25947175.8077 | 840 | 1680000
266 | 989.198 | 2 | 2.2 | 13.75 | 1482695.7604 | 13823.0077 | 2764601.5352 | 170000 | 25947175.8077 | 840 | 1680000
268 | 994.39 | 2 | 2.2 | 13.75 | 1482695.7604 | 13823.0077 | 2764601.5352 | 170000 | 25947175.8077 | 840 | 1680000
270 | 999.917 | 2 | 2.2 | 13.75 | 1482695.7604 | 13823.0077 | 2764601.5352 | 170000 | 25947175.8077 | 840 | 1680000
272 | 1004.623 | 2 | 2.2 | 13.75 | 1482695.7604 | 13823.0077 | 2764601.5352 | 170000 | 25947175.8077 | 840 | 1680000
274 | 1008.819 | 2 | 2.2 | 13.75 | 1482695.7604 | 13823.0077 | 2764601.5352 | 170000 | 25947175.8077 | 840 | 1680000
276 | 1007.834 | 2 | 2.2 | 13.75 | 1482695.7604 | 13823.0077 | 2764601.5352 | 170000 | 25947175.8077 | 840 | 1680000
278 | 1005.626 | 2 | 2.2 | 13.75 | 1482695.7604 | 13823.0077 | 2764601.5352 | 170000 | 25947175.8077 | 840 | 1680000
280 | 1001.623 | 2 | 2.2 | 13.75 | 1482695.7604 | 13823.0077 | 2764601.5352 | 170000 | 25947175.8077 | 840 | 1680000
282 | 1004.052 | 2 | 2.2 | 13.75 | 1482695.7604 | 13823.0077 | 2764601.5352 | 170000 | 25947175.8077 | 840 | 1680000
284 | 1010.797 | 2 | 2.2 | 13.75 | 1482695.7604 | 13823.0077 | 2764601.5352 | 170000 | 25947175.8077 | 840 | 1680000
286 | 1014.67 | 2 | 2.2 | 13.75 | 1482695.7604 | 13823.0077 | 2764601.5352 | 170000 | 25947175.8077 | 840 | 1680000
288 | 1017.319 | 2 | 2.2 | 13.75 | 1482695.7604 | 13823.0077 | 2764601.5352 | 170000 | 25947175.8077 | 840 | 1680000
290 | 1027.459 | 2 | 2.2 | 13.75 | 1482695.7604 | 13823.0077 | 2764601.5352 | 170000 | 25947175.8077 | 840 | 1680000
292 | 1031.99 | 2 | 2.2 | 13.75 | 1482695.7604 | 13823.0077 | 2764601.5352 | 170000 | 25947175.8077 | 840 | 1680000
294 | 1036.254 | 2 | 2.2 | 13.75 | 1482695.7604 | 13823.0077 | 2764601.5352 | 170000 | 25947175.8077 | 840 | 1680000
296 | 1040.127 | 2 | 2.2 | 13.75 | 1482695.7604 | 13823.0077 | 2764601.5352 | 170000 | 25947175.8077 | 840 | 1680000
298 | 1044.396 | 2 | 2.2 | 13.75 | 1482695.7604 | 13823.0077 | 2764601.5352 | 170000 | 25947175.8077 | 840 | 1680000
300 | 1051.339 | 2 | 2.2 | 13.75 | 1482695.7604 | 13823.0077 | 2764601.5352 | 170000 | 25947175.8077 | 840 | 1680000
302 | 1060.955 | 2 | 2.2 | 13.75 | 1482695.7604 | 13823.0077 | 2764601.5352 | 170000 | 25947175.8077 | 840 | 1680000
304 | 1070.227 | 2 | 2.2 | 13.75 | 1482695.7604 | 13823.0077 | 2764601.5352 | 170000 | 25947175.8077 | 840 | 1680000
306 | 1072.691 | 2 | 2.2 | 13.75 | 1482695.7604 | 13823.0077 | 2764601.5352 | 170000 | 25947175.8077 | 840 | 1680000
308 | 1076.503 | 2 | 2.2 | 13.75 | 1482695.7604 | 13823.0077 | 2764601.5352 | 170000 | 25947175.8077 | 840 | 1680000
310 | 1083.996 | 2 | 2.2 | 13.75 | 1482695.7604 | 13823.0077 | 2764601.5352 | 170000 | 25947175.8077 | 840 | 1680000
312 | 1097.188 | 2 | 2.2 | 13.75 | 1482695.7604 | 13823.0077 | 2764601.5352 | 170000 | 25947175.8077 | 840 | 1680000
314 | 1103.545 | 2 | 2.2 | 13.75 | 1482695.7604 | 13823.0077 | 2764601.5352 | 170000 | 25947175.8077 | 840 | 1680000
316 | 1105.174 | 2 | 2.2 | 13.75 | 1482695.7604 | 13823.0077 | 2764601.5352 | 170000 | 25947175.8077 | 840 | 1680000
318 | 1111.657 | 2 | 2.2 | 13.75 | 1482695.7604 | 13823.0077 | 2764601.5352 | 170000 | 25947175.8077 | 840 | 1680000
320 | 1122.935 | 2 | 2.2 | 13.75 | 1482695.7604 | 13823.0077 | 2764601.5352 | 170000 | 25947175.8077 | 840 | 1680000
322 | 1128.197 | 2 | 2.2 | 13.75 | 1482695.7604 | 13823.0077 | 2764601.5352 | 170000 | 25947175.8077 | 840 | 1680000
324 | 1132.561 | 2 | 2.2 | 13.75 | 1482695.7604 | 13823.0077 | 2764601.5352 | 170000 | 25947175.8077 | 840 | 1680000
326 | 1131.854 | 2 | 2.2 | 13.75 | 1482695.7604 | 13823.0077 | 2764601.5352 | 170000 | 25947175.8077 | 840 | 1680000
328 | 1133.338 | 2 | 2.2 | 13.75 | 1482695.7604 | 13823.0077 | 2764601.5352 | 170000 | 25947175.8077 | 840 | 1680000
330 | 1136.405 | 2 | 2.2 | 13.75 | 1482695.7604 | 13823.0077 | 2764601.5352 | 170000 | 25947175.8077 | 840 | 1680000
332 | 1128.709 | 2 | 2.2 | 13.75 | 1482695.7604 | 13823.0077 | 2764601.5352 | 170000 | 25947175.8077 | 840 | 1680000
334 | 1120.713 | 2 | 2.2 | 13.75 | 1482695.7604 | 13823.0077 | 2764601.5352 | 170000 | 25947175.8077 | 840 | 1680000
336 | 1115.226 | 2 | 1.8 | 11.25 | 992548.4016 | 11309.7336 | 2261946.7106 | 170000 | 17369597.0283 | 660 | 1320000
338 | 1108.709 | 2 | 1.8 | 11.25 | 992548.4016 | 11309.7336 | 2261946.7106 | 170000 | 17369597.0283 | 660 | 1320000
340 | 1102.499 | 2 | 1.8 | 11.25 | 992548.4016 | 11309.7336 | 2261946.7106 | 170000 | 17369597.0283 | 660 | 1320000
342 | 1096.349 | 2 | 1.8 | 11.25 | 992548.4016 | 11309.7336 | 2261946.7106 | 170000 | 17369597.0283 | 660 | 1320000
344 | 1090.39 | 2 | 1.8 | 11.25 | 992548.4016 | 11309.7336 | 2261946.7106 | 170000 | 17369597.0283 | 660 | 1320000
346 | 1087.765 | 2 | 1.8 | 11.25 | 992548.4016 | 11309.7336 | 2261946.7106 | 170000 | 17369597.0283 | 660 | 1320000
348 | 1084.661 | 2 | 1.8 | 11.25 | 992548.4016 | 11309.7336 | 2261946.7106 | 170000 | 17369597.0283 | 660 | 1320000
350 | 1081.662 | 2 | 1.8 | 11.25 | 992548.4016 | 11309.7336 | 2261946.7106 | 170000 | 17369597.0283 | 660 | 1320000
352 | 1076.872 | 2 | 1.8 | 11.25 | 992548.4016 | 11309.7336 | 2261946.7106 | 170000 | 17369597.0283 | 660 | 1320000
354 | 1070.898 | 2 | 1.8 | 11.25 | 992548.4016 | 11309.7336 | 2261946.7106 | 170000 | 17369597.0283 | 660 | 1320000
356 | 1065.018 | 2 | 1.8 | 11.25 | 992548.4016 | 11309.7336 | 2261946.7106 | 170000 | 17369597.0283 | 660 | 1320000
358 | 1059.58 | 2 | 1.8 | 11.25 | 992548.4016 | 11309.7336 | 2261946.7106 | 170000 | 17369597.0283 | 660 | 1320000
360 | 1055.284 | 2 | 1.8 | 11.25 | 992548.4016 | 11309.7336 | 2261946.7106 | 170000 | 17369597.0283 | 660 | 1320000
362 | 1050.886 | 2 | 1.8 | 11.25 | 992548.4016 | 11309.7336 | 2261946.7106 | 170000 | 17369597.0283 | 660 | 1320000
364 | 1052.647 | 2 | 1.8 | 11.25 | 992548.4016 | 11309.7336 | 2261946.7106 | 170000 | 17369597.0283 | 660 | 1320000
366 | 1051.117 | 2 | 1.8 | 11.25 | 992548.4016 | 11309.7336 | 2261946.7106 | 170000 | 17369597.0283 | 660 | 1320000
368 | 1048.266 | 2 | 1.8 | 11.25 | 992548.4016 | 11309.7336 | 2261946.7106 | 170000 | 17369597.0283 | 660 | 1320000
370 | 1040.172 | 2 | 1.8 | 11.25 | 992548.4016 | 11309.7336 | 2261946.7106 | 170000 | 17369597.0283 | 660 | 1320000
372 | 1033.483 | 2 | 1.8 | 11.25 | 992548.4016 | 11309.7336 | 2261946.7106 | 170000 | 17369597.0283 | 660 | 1320000
374 | 1030.95 | 2 | 1.8 | 11.25 | 992548.4016 | 11309.7336 | 2261946.7106 | 170000 | 17369597.0283 | 660 | 1320000
376 | 1032.263 | 2 | 1.8 | 11.25 | 992548.4016 | 11309.7336 | 2261946.7106 | 170000 | 17369597.0283 | 660 | 1320000
378 | 1031.391 | 2 | 1.8 | 11.25 | 992548.4016 | 11309.7336 | 2261946.7106 | 170000 | 17369597.0283 | 660 | 1320000
380 | 1025.791 | 2 | 1.8 | 11.25 | 992548.4016 | 11309.7336 | 2261946.7106 | 170000 | 17369597.0283 | 660 | 1320000
382 | 1020.911 | 2 | 1.8 | 11.25 | 992548.4016 | 11309.7336 | 2261946.7106 | 170000 | 17369597.0283 | 660 | 1320000
384 | 1015.65 | 2 | 1.8 | 11.25 | 992548.4016 | 11309.7336 | 2261946.7106 | 170000 | 17369597.0283 | 660 | 1320000
386 | 1012.139 | 2 | 1.8 | 11.25 | 992548.4016 | 11309.7336 | 2261946.7106 | 170000 | 17369597.0283 | 660 | 1320000
388 | 1010.472 | 2 | 1.8 | 11.25 | 992548.4016 | 11309.7336 | 2261946.7106 | 170000 | 17369597.0283 | 660 | 1320000
390 | 1005.401 | 2 | 1.8 | 11.25 | 992548.4016 | 11309.7336 | 2261946.7106 | 170000 | 17369597.0283 | 660 | 1320000
392 | 996.666 | 2 | 1.8 | 11.25 | 992548.4016 | 11309.7336 | 2261946.7106 | 170000 | 17369597.0283 | 660 | 1320000
394 | 991.35 | 2 | 1.8 | 11.25 | 992548.4016 | 11309.7336 | 2261946.7106 | 170000 | 17369597.0283 | 660 | 1320000
396 | 990.486 | 2 | 1.8 | 11.25 | 992548.4016 | 11309.7336 | 2261946.7106 | 170000 | 17369597.0283 | 660 | 1320000
398 | 992.761 | 2 | 1.8 | 11.25 | 992548.4016 | 11309.7336 | 2261946.7106 | 170000 | 17369597.0283 | 660 | 1320000
400 | 999.077 | 2 | 1.8 | 11.25 | 992548.4016 | 11309.7336 | 2261946.7106 | 170000 | 17369597.0283 | 660 | 1320000
402 | 1001.8 | 2 | 1.8 | 11.25 | 992548.4016 | 11309.7336 | 2261946.7106 | 170000 | 17369597.0283 | 660 | 1320000
404 | 1002.224 | 2 | 1.8 | 11.25 | 992548.4016 | 11309.7336 | 2261946.7106 | 170000 | 17369597.0283 | 660 | 1320000
406 | 1002.003 | 2 | 1.8 | 11.25 | 992548.4016 | 11309.7336 | 2261946.7106 | 170000 | 17369597.0283 | 660 | 1320000
408 | 1003.596 | 2 | 1.8 | 11.25 | 992548.4016 | 11309.7336 | 2261946.7106 | 170000 | 17369597.0283 | 660 | 1320000
410 | 994.111 | 2 | 1.8 | 11.25 | 992548.4016 | 11309.7336 | 2261946.7106 | 170000 | 17369597.0283 | 660 | 1320000
412 | 983.925 | 2 | 1.8 | 11.25 | 992548.4016 | 11309.7336 | 2261946.7106 | 170000 | 17369597.0283 | 660 | 1320000
414 | 972.347 | 2 | 1.8 | 11.25 | 992548.4016 | 11309.7336 | 2261946.7106 | 170000 | 17369597.0283 | 660 | 1320000
416 | 963.901 | 2 | 1.8 | 11.25 | 992548.4016 | 11309.7336 | 2261946.7106 | 170000 | 17369597.0283 | 660 | 1320000
418 | 963.258 | 2 | 1.8 | 11.25 | 992548.4016 | 11309.7336 | 2261946.7106 | 170000 | 17369597.0283 | 660 | 1320000
420 | 965.836 | 2 | 1.8 | 11.25 | 992548.4016 | 11309.7336 | 2261946.7106 | 170000 | 17369597.0283 | 660 | 1320000
422 | 966.309 | 2 | 1.8 | 11.25 | 992548.4016 | 11309.7336 | 2261946.7106 | 170000 | 17369597.0283 | 660 | 1320000
424 | 972.884 | 2 | 1.8 | 11.25 | 992548.4016 | 11309.7336 | 2261946.7106 | 170000 | 17369597.0283 | 660 | 1320000
426 | 983.972 | 2 | 1.8 | 11.25 | 992548.4016 | 11309.7336 | 2261946.7106 | 170000 | 17369597.0283 | 660 | 1320000
428 | 994.096 | 2 | 1.8 | 11.25 | 992548.4016 | 11309.7336 | 2261946.7106 | 170000 | 17369597.0283 | 660 | 1320000
430 | 991.695 | 2 | 1.8 | 11.25 | 992548.4016 | 11309.7336 | 2261946.7106 | 170000 | 17369597.0283 | 660 | 1320000
432 | 984.933 | 2 | 1.8 | 11.25 | 992548.4016 | 11309.7336 | 2261946.7106 | 170000 | 17369597.0283 | 660 | 1320000
434 | 978.185 | 2 | 1.8 | 11.25 | 992548.4016 | 11309.7336 | 2261946.7106 | 170000 | 17369597.0283 | 660 | 1320000
436 | 972.686 | 2 | 1.8 | 11.25 | 992548.4016 | 11309.7336 | 2261946.7106 | 170000 | 17369597.0283 | 660 | 1320000
438 | 966.824 | 2 | 1.8 | 11.25 | 992548.4016 | 11309.7336 | 2261946.7106 | 170000 | 17369597.0283 | 660 | 1320000
440 | 960.902 | 2 | 1.8 | 11.25 | 992548.4016 | 11309.7336 | 2261946.7106 | 170000 | 17369597.0283 | 660 | 1320000
442 | 952.924 | 2 | 1.8 | 11.25 | 992548.4016 | 11309.7336 | 2261946.7106 | 170000 | 17369597.0283 | 660 | 1320000
444 | 945.683 | 2 | 1.8 | 11.25 | 992548.4016 | 11309.7336 | 2261946.7106 | 170000 | 17369597.0283 | 660 | 1320000
446 | 941.042 | 2 | 1.8 | 11.25 | 992548.4016 | 11309.7336 | 2261946.7106 | 170000 | 17369597.0283 | 660 | 1320000
448 | 937.104 | 2 | 1.8 | 11.25 | 992548.4016 | 11309.7336 | 2261946.7106 | 170000 | 17369597.0283 | 660 | 1320000
450 | 939.943 | 2 | 1.8 | 11.25 | 992548.4016 | 11309.7336 | 2261946.7106 | 170000 | 17369597.0283 | 660 | 1320000
452 | 944.776 | 2 | 1.8 | 11.25 | 992548.4016 | 11309.7336 | 2261946.7106 | 170000 | 17369597.0283 | 660 | 1320000
454 | 947.762 | 2 | 1.8 | 11.25 | 992548.4016 | 11309.7336 | 2261946.7106 | 170000 | 17369597.0283 | 660 | 1320000
456 | 952.649 | 2 | 1.8 | 11.25 | 992548.4016 | 11309.7336 | 2261946.7106 | 170000 | 17369597.0283 | 660 | 1320000
458 | 954.554 | 2 | 1.8 | 11.25 | 992548.4016 | 11309.7336 | 2261946.7106 | 170000 | 17369597.0283 | 660 | 1320000
460 | 952.37 | 2 | 1.8 | 11.25 | 992548.4016 | 11309.7336 | 2261946.7106 | 170000 | 17369597.0283 | 660 | 1320000
462 | 947.552 | 2 | 1.8 | 11.25 | 992548.4016 | 11309.7336 | 2261946.7106 | 170000 | 17369597.0283 | 660 | 1320000
464 | 941.898 | 2 | 1.8 | 11.25 | 992548.4016 | 11309.7336 | 2261946.7106 | 170000 | 17369597.0283 | 660 | 1320000
466 | 940.521 | 2 | 1.8 | 11.25 | 992548.4016 | 11309.7336 | 2261946.7106 | 170000 | 17369597.0283 | 660 | 1320000
468 | 939.702 | 2 | 1.8 | 11.25 | 992548.4016 | 11309.7336 | 2261946.7106 | 170000 | 17369597.0283 | 660 | 1320000
470 | 937.147 | 2 | 1.8 | 11.25 | 992548.4016 | 11309.7336 | 2261946.7106 | 170000 | 17369597.0283 | 660 | 1320000
472 | 933.872 | 2 | 1.8 | 11.25 | 992548.4016 | 11309.7336 | 2261946.7106 | 170000 | 17369597.0283 | 660 | 1320000
474 | 933.184 | 2 | 1.8 | 11.25 | 992548.4016 | 11309.7336 | 2261946.7106 | 170000 | 17369597.0283 | 660 | 1320000
476 | 939.292 | 2 | 1.8 | 11.25 | 992548.4016 | 11309.7336 | 2261946.7106 | 170000 | 17369597.0283 | 660 | 1320000
478 | 944.619 | 2 | 1.8 | 11.25 | 992548.4016 | 11309.7336 | 2261946.7106 | 170000 | 17369597.0283 | 660 | 1320000
480 | 954.023 | 2 | 1.8 | 11.25 | 992548.4016 | 11309.7336 | 2261946.7106 | 170000 | 17369597.0283 | 660 | 1320000
482 | 968.263 | 2 | 1.8 | 11.25 | 992548.4016 | 11309.7336 | 2261946.7106 | 170000 | 17369597.0283 | 660 | 1320000
484 | 970.384 | 2 | 1.8 | 11.25 | 992548.4016 | 11309.7336 | 2261946.7106 | 170000 | 17369597.0283 | 660 | 1320000
486 | 964.636 | 2 | 1.8 | 11.25 | 992548.4016 | 11309.7336 | 2261946.7106 | 170000 | 17369597.0283 | 660 | 1320000
488 | 956.631 | 2 | 1.8 | 11.25 | 992548.4016 | 11309.7336 | 2261946.7106 | 170000 | 17369597.0283 | 660 | 1320000
490 | 947.426 | 2 | 1.8 | 11.25 | 992548.4016 | 11309.7336 | 2261946.7106 | 170000 | 17369597.0283 | 660 | 1320000
492 | 941.72 | 2 | 1.8 | 11.25 | 992548.4016 | 11309.7336 | 2261946.7106 | 170000 | 17369597.0283 | 660 | 1320000
494 | 935.985 | 2 | 1.8 | 11.25 | 992548.4016 | 11309.7336 | 2261946.7106 | 170000 | 17369597.0283 | 660 | 1320000
496 | 930.475 | 2 | 1.8 | 11.25 | 992548.4016 | 11309.7336 | 2261946.7106 | 170000 | 17369597.0283 | 660 | 1320000
498 | 927.611 | 2 | 1.8 | 11.25 | 992548.4016 | 11309.7336 | 2261946.7106 | 170000 | 17369597.0283 | 660 | 1320000
500 | 931.256 | 2 | 1.8 | 11.25 | 992548.4016 | 11309.7336 | 2261946.7106 | 170000 | 17369597.0283 | 660 | 1320000
502 | 920.044 | 2 | 1.8 | 11.25 | 992548.4016 | 11309.7336 | 2261946.7106 | 170000 | 17369597.0283 | 660 | 1320000
504 | 911.78 | 2 | 1.8 | 11.25 | 992548.4016 | 11309.7336 | 2261946.7106 | 170000 | 17369597.0283 | 660 | 1320000
506 | 907.989 | 2 | 1.8 | 11.25 | 992548.4016 | 11309.7336 | 2261946.7106 | 170000 | 17369597.0283 | 660 | 1320000
508 | 907.289 | 2 | 1.5 | 9.375 | 689269.7233 | 9424.778 | 1884955.5922 | 170000 | 12062220.1585 | 580 | 1160000
510 | 900.577 | 2 | 1.5 | 9.375 | 689269.7233 | 9424.778 | 1884955.5922 | 170000 | 12062220.1585 | 580 | 1160000
512 | 902.112 | 2 | 1.5 | 9.375 | 689269.7233 | 9424.778 | 1884955.5922 | 170000 | 12062220.1585 | 580 | 1160000
514 | 900.179 | 2 | 1.5 | 9.375 | 689269.7233 | 9424.778 | 1884955.5922 | 170000 | 12062220.1585 | 580 | 1160000
516 | 903.811 | 2 | 1.5 | 9.375 | 689269.7233 | 9424.778 | 1884955.5922 | 170000 | 12062220.1585 | 580 | 1160000
518 | 910.027 | 2 | 1.5 | 9.375 | 689269.7233 | 9424.778 | 1884955.5922 | 170000 | 12062220.1585 | 580 | 1160000
520 | 911.131 | 2 | 1.5 | 9.375 | 689269.7233 | 9424.778 | 1884955.5922 | 170000 | 12062220.1585 | 580 | 1160000

## Pipeline Instalation Costs
Option 3A Excavation and Back Fill Pricing
Chainage (km) | Elevation (m) | Section Length (km) | Diameter (m) | Trench Width (m) | Trench Depth (m) | Excavation (m3) | Bedding and Cradle Fill (m3) | Main fill (m3) | Spoil (m3) | Excavation Cost | Bedding and Cradle Fill Cost | Main Fill Cost | Spoil Cost
2 | 1069.018 | 0 | 1.9 | 2.9 | 3.9 | 0 | 0 | 0 | 0 | 0 | 0 | 0 | 0
4 | 1067.321 | 2 | 1.9 | 2.9 | 3.9 | 22620 | 8249.4253 | 8700 | 5670.5747 | 1131000 | 1361155.1679 | 478500 | 255175.8633
6 | 1064.035 | 2 | 1.9 | 2.9 | 3.9 | 22620 | 8249.4253 | 8700 | 5670.5747 | 1131000 | 1361155.1679 | 478500 | 255175.8633
8 | 1063.832 | 2 | 1.9 | 2.9 | 3.9 | 22620 | 8249.4253 | 8700 | 5670.5747 | 1131000 | 1361155.1679 | 478500 | 255175.8633
10 | 1067.893 | 2 | 1.9 | 2.9 | 3.9 | 22620 | 8249.4253 | 8700 | 5670.5747 | 1131000 | 1361155.1679 | 478500 | 255175.8633
12 | 1075.133 | 2 | 1.9 | 2.9 | 3.9 | 22620 | 8249.4253 | 8700 | 5670.5747 | 1131000 | 1361155.1679 | 478500 | 255175.8633
14 | 1082.768 | 2 | 1.9 | 2.9 | 3.9 | 22620 | 8249.4253 | 8700 | 5670.5747 | 1131000 | 1361155.1679 | 478500 | 255175.8633
16 | 1089.726 | 2 | 1.9 | 2.9 | 3.9 | 22620 | 8249.4253 | 8700 | 5670.5747 | 1131000 | 1361155.1679 | 478500 | 255175.8633
18 | 1094.131 | 2 | 1.9 | 2.9 | 3.9 | 22620 | 8249.4253 | 8700 | 5670.5747 | 1131000 | 1361155.1679 | 478500 | 255175.8633
20 | 1097.897 | 2 | 1.9 | 2.9 | 3.9 | 22620 | 8249.4253 | 8700 | 5670.5747 | 1131000 | 1361155.1679 | 478500 | 255175.8633
22 | 1101.67 | 2 | 1.9 | 2.9 | 3.9 | 22620 | 8249.4253 | 8700 | 5670.5747 | 1131000 | 1361155.1679 | 478500 | 255175.8633
24 | 1095.952 | 2 | 2.2 | 3.2 | 4.2 | 26880 | 9677.3458 | 9600 | 7602.6542 | 1344000 | 1596762.0534 | 528000 | 342119.44
26 | 1090.107 | 2 | 2.2 | 3.2 | 4.2 | 26880 | 9677.3458 | 9600 | 7602.6542 | 1344000 | 1596762.0534 | 528000 | 342119.44
28 | 1085.781 | 2 | 2.2 | 3.2 | 4.2 | 26880 | 9677.3458 | 9600 | 7602.6542 | 1344000 | 1596762.0534 | 528000 | 342119.44
30 | 1081.89 | 2 | 2.2 | 3.2 | 4.2 | 26880 | 9677.3458 | 9600 | 7602.6542 | 1344000 | 1596762.0534 | 528000 | 342119.44
32 | 1077.937 | 2 | 2.2 | 3.2 | 4.2 | 26880 | 9677.3458 | 9600 | 7602.6542 | 1344000 | 1596762.0534 | 528000 | 342119.44
34 | 1074.89 | 2 | 2.2 | 3.2 | 4.2 | 26880 | 9677.3458 | 9600 | 7602.6542 | 1344000 | 1596762.0534 | 528000 | 342119.44
36 | 1071.114 | 2 | 2.2 | 3.2 | 4.2 | 26880 | 9677.3458 | 9600 | 7602.6542 | 1344000 | 1596762.0534 | 528000 | 342119.44
38 | 1065.311 | 2 | 2.2 | 3.2 | 4.2 | 26880 | 9677.3458 | 9600 | 7602.6542 | 1344000 | 1596762.0534 | 528000 | 342119.44
40 | 1059.051 | 2 | 2.2 | 3.2 | 4.2 | 26880 | 9677.3458 | 9600 | 7602.6542 | 1344000 | 1596762.0534 | 528000 | 342119.44
42 | 1054.28 | 2 | 2.2 | 3.2 | 4.2 | 26880 | 9677.3458 | 9600 | 7602.6542 | 1344000 | 1596762.0534 | 528000 | 342119.44
44 | 1053.871 | 2 | 2.2 | 3.2 | 4.2 | 26880 | 9677.3458 | 9600 | 7602.6542 | 1344000 | 1596762.0534 | 528000 | 342119.44
46 | 1050.42 | 2 | 2.2 | 3.2 | 4.2 | 26880 | 9677.3458 | 9600 | 7602.6542 | 1344000 | 1596762.0534 | 528000 | 342119.44
48 | 1052.704 | 2 | 2.2 | 3.2 | 4.2 | 26880 | 9677.3458 | 9600 | 7602.6542 | 1344000 | 1596762.0534 | 528000 | 342119.44
50 | 1056.355 | 2 | 2.2 | 3.2 | 4.2 | 26880 | 9677.3458 | 9600 | 7602.6542 | 1344000 | 1596762.0534 | 528000 | 342119.44
52 | 1058.466 | 2 | 2.2 | 3.2 | 4.2 | 26880 | 9677.3458 | 9600 | 7602.6542 | 1344000 | 1596762.0534 | 528000 | 342119.44
54 | 1055.99 | 2 | 2.2 | 3.2 | 4.2 | 26880 | 9677.3458 | 9600 | 7602.6542 | 1344000 | 1596762.0534 | 528000 | 342119.44
56 | 1055.66 | 2 | 2.2 | 3.2 | 4.2 | 26880 | 9677.3458 | 9600 | 7602.6542 | 1344000 | 1596762.0534 | 528000 | 342119.44
58 | 1056.404 | 2 | 2.2 | 3.2 | 4.2 | 26880 | 9677.3458 | 9600 | 7602.6542 | 1344000 | 1596762.0534 | 528000 | 342119.44
60 | 1056.841 | 2 | 2.2 | 3.2 | 4.2 | 26880 | 9677.3458 | 9600 | 7602.6542 | 1344000 | 1596762.0534 | 528000 | 342119.44
62 | 1056.377 | 2 | 2.2 | 3.2 | 4.2 | 26880 | 9677.3458 | 9600 | 7602.6542 | 1344000 | 1596762.0534 | 528000 | 342119.44
64 | 1052.503 | 2 | 2.2 | 3.2 | 4.2 | 26880 | 9677.3458 | 9600 | 7602.6542 | 1344000 | 1596762.0534 | 528000 | 342119.44
66 | 1046.022 | 2 | 2.2 | 3.2 | 4.2 | 26880 | 9677.3458 | 9600 | 7602.6542 | 1344000 | 1596762.0534 | 528000 | 342119.44
68 | 1036.575 | 2 | 2.2 | 3.2 | 4.2 | 26880 | 9677.3458 | 9600 | 7602.6542 | 1344000 | 1596762.0534 | 528000 | 342119.44
70 | 1031.818 | 2 | 2.2 | 3.2 | 4.2 | 26880 | 9677.3458 | 9600 | 7602.6542 | 1344000 | 1596762.0534 | 528000 | 342119.44
72 | 1027.675 | 2 | 2.2 | 3.2 | 4.2 | 26880 | 9677.3458 | 9600 | 7602.6542 | 1344000 | 1596762.0534 | 528000 | 342119.44
74 | 1023.844 | 2 | 2.2 | 3.2 | 4.2 | 26880 | 9677.3458 | 9600 | 7602.6542 | 1344000 | 1596762.0534 | 528000 | 342119.44
76 | 1020.888 | 2 | 2.2 | 3.2 | 4.2 | 26880 | 9677.3458 | 9600 | 7602.6542 | 1344000 | 1596762.0534 | 528000 | 342119.44
78 | 1023.648 | 2 | 2.2 | 3.2 | 4.2 | 26880 | 9677.3458 | 9600 | 7602.6542 | 1344000 | 1596762.0534 | 528000 | 342119.44
80 | 1027.566 | 2 | 2.2 | 3.2 | 4.2 | 26880 | 9677.3458 | 9600 | 7602.6542 | 1344000 | 1596762.0534 | 528000 | 342119.44
82 | 1032.371 | 2 | 2.2 | 3.2 | 4.2 | 26880 | 9677.3458 | 9600 | 7602.6542 | 1344000 | 1596762.0534 | 528000 | 342119.44
84 | 1034.983 | 2 | 2.2 | 3.2 | 4.2 | 26880 | 9677.3458 | 9600 | 7602.6542 | 1344000 | 1596762.0534 | 528000 | 342119.44
86 | 1033.213 | 2 | 2.2 | 3.2 | 4.2 | 26880 | 9677.3458 | 9600 | 7602.6542 | 1344000 | 1596762.0534 | 528000 | 342119.44
88 | 1031.188 | 2 | 2.2 | 3.2 | 4.2 | 26880 | 9677.3458 | 9600 | 7602.6542 | 1344000 | 1596762.0534 | 528000 | 342119.44
90 | 1029.08 | 2 | 2.2 | 3.2 | 4.2 | 26880 | 9677.3458 | 9600 | 7602.6542 | 1344000 | 1596762.0534 | 528000 | 342119.44
92 | 1026.322 | 2 | 2.2 | 3.2 | 4.2 | 26880 | 9677.3458 | 9600 | 7602.6542 | 1344000 | 1596762.0534 | 528000 | 342119.44
94 | 1023.207 | 2 | 2.2 | 3.2 | 4.2 | 26880 | 9677.3458 | 9600 | 7602.6542 | 1344000 | 1596762.0534 | 528000 | 342119.44
96 | 1021.503 | 2 | 2.2 | 3.2 | 4.2 | 26880 | 9677.3458 | 9600 | 7602.6542 | 1344000 | 1596762.0534 | 528000 | 342119.44
98 | 1019.765 | 2 | 2.2 | 3.2 | 4.2 | 26880 | 9677.3458 | 9600 | 7602.6542 | 1344000 | 1596762.0534 | 528000 | 342119.44
100 | 1018.493 | 2 | 2.2 | 3.2 | 4.2 | 26880 | 9677.3458 | 9600 | 7602.6542 | 1344000 | 1596762.0534 | 528000 | 342119.44
102 | 1016.444 | 2 | 2.2 | 3.2 | 4.2 | 26880 | 9677.3458 | 9600 | 7602.6542 | 1344000 | 1596762.0534 | 528000 | 342119.44
104 | 1013.288 | 2 | 2.2 | 3.2 | 4.2 | 26880 | 9677.3458 | 9600 | 7602.6542 | 1344000 | 1596762.0534 | 528000 | 342119.44
106 | 1007.843 | 2 | 2.2 | 3.2 | 4.2 | 26880 | 9677.3458 | 9600 | 7602.6542 | 1344000 | 1596762.0534 | 528000 | 342119.44
108 | 1001.282 | 2 | 2.2 | 3.2 | 4.2 | 26880 | 9677.3458 | 9600 | 7602.6542 | 1344000 | 1596762.0534 | 528000 | 342119.44
110 | 996.609 | 2 | 2.2 | 3.2 | 4.2 | 26880 | 9677.3458 | 9600 | 7602.6542 | 1344000 | 1596762.0534 | 528000 | 342119.44
112 | 992.999 | 2 | 2.2 | 3.2 | 4.2 | 26880 | 9677.3458 | 9600 | 7602.6542 | 1344000 | 1596762.0534 | 528000 | 342119.44
114 | 993.639 | 2 | 2.2 | 3.2 | 4.2 | 26880 | 9677.3458 | 9600 | 7602.6542 | 1344000 | 1596762.0534 | 528000 | 342119.44
116 | 994.611 | 2 | 2.2 | 3.2 | 4.2 | 26880 | 9677.3458 | 9600 | 7602.6542 | 1344000 | 1596762.0534 | 528000 | 342119.44
118 | 995.751 | 2 | 2.2 | 3.2 | 4.2 | 26880 | 9677.3458 | 9600 | 7602.6542 | 1344000 | 1596762.0534 | 528000 | 342119.44
120 | 996.479 | 2 | 2.2 | 3.2 | 4.2 | 26880 | 9677.3458 | 9600 | 7602.6542 | 1344000 | 1596762.0534 | 528000 | 342119.44
122 | 996.147 | 2 | 2.2 | 3.2 | 4.2 | 26880 | 9677.3458 | 9600 | 7602.6542 | 1344000 | 1596762.0534 | 528000 | 342119.44
124 | 992.094 | 2 | 2.2 | 3.2 | 4.2 | 26880 | 9677.3458 | 9600 | 7602.6542 | 1344000 | 1596762.0534 | 528000 | 342119.44
126 | 985.623 | 2 | 2.2 | 3.2 | 4.2 | 26880 | 9677.3458 | 9600 | 7602.6542 | 1344000 | 1596762.0534 | 528000 | 342119.44
128 | 977.759 | 2 | 2.2 | 3.2 | 4.2 | 26880 | 9677.3458 | 9600 | 7602.6542 | 1344000 | 1596762.0534 | 528000 | 342119.44
130 | 969.772 | 2 | 2.2 | 3.2 | 4.2 | 26880 | 9677.3458 | 9600 | 7602.6542 | 1344000 | 1596762.0534 | 528000 | 342119.44
132 | 981.785 | 2 | 2.2 | 3.2 | 4.2 | 26880 | 9677.3458 | 9600 | 7602.6542 | 1344000 | 1596762.0534 | 528000 | 342119.44
134 | 991.458 | 2 | 2.2 | 3.2 | 4.2 | 26880 | 9677.3458 | 9600 | 7602.6542 | 1344000 | 1596762.0534 | 528000 | 342119.44
136 | 987.77 | 2 | 2.2 | 3.2 | 4.2 | 26880 | 9677.3458 | 9600 | 7602.6542 | 1344000 | 1596762.0534 | 528000 | 342119.44
138 | 982.725 | 2 | 2.2 | 3.2 | 4.2 | 26880 | 9677.3458 | 9600 | 7602.6542 | 1344000 | 1596762.0534 | 528000 | 342119.44
140 | 977.559 | 2 | 2.2 | 3.2 | 4.2 | 26880 | 9677.3458 | 9600 | 7602.6542 | 1344000 | 1596762.0534 | 528000 | 342119.44
142 | 975.289 | 2 | 2.2 | 3.2 | 4.2 | 26880 | 9677.3458 | 9600 | 7602.6542 | 1344000 | 1596762.0534 | 528000 | 342119.44
144 | 973.968 | 2 | 2.2 | 3.2 | 4.2 | 26880 | 9677.3458 | 9600 | 7602.6542 | 1344000 | 1596762.0534 | 528000 | 342119.44
146 | 962.473 | 2 | 2.2 | 3.2 | 4.2 | 26880 | 9677.3458 | 9600 | 7602.6542 | 1344000 | 1596762.0534 | 528000 | 342119.44
148 | 951.285 | 2 | 2.2 | 3.2 | 4.2 | 26880 | 9677.3458 | 9600 | 7602.6542 | 1344000 | 1596762.0534 | 528000 | 342119.44
150 | 948.174 | 2 | 2.2 | 3.2 | 4.2 | 26880 | 9677.3458 | 9600 | 7602.6542 | 1344000 | 1596762.0534 | 528000 | 342119.44
152 | 944.641 | 2 | 2.2 | 3.2 | 4.2 | 26880 | 9677.3458 | 9600 | 7602.6542 | 1344000 | 1596762.0534 | 528000 | 342119.44
154 | 941.566 | 2 | 2.2 | 3.2 | 4.2 | 26880 | 9677.3458 | 9600 | 7602.6542 | 1344000 | 1596762.0534 | 528000 | 342119.44
156 | 940.942 | 2 | 2.2 | 3.2 | 4.2 | 26880 | 9677.3458 | 9600 | 7602.6542 | 1344000 | 1596762.0534 | 528000 | 342119.44
158 | 939.726 | 2 | 2.2 | 3.2 | 4.2 | 26880 | 9677.3458 | 9600 | 7602.6542 | 1344000 | 1596762.0534 | 528000 | 342119.44
160 | 936.738 | 2 | 2.2 | 3.2 | 4.2 | 26880 | 9677.3458 | 9600 | 7602.6542 | 1344000 | 1596762.0534 | 528000 | 342119.44
162 | 933.65 | 2 | 2.2 | 3.2 | 4.2 | 26880 | 9677.3458 | 9600 | 7602.6542 | 1344000 | 1596762.0534 | 528000 | 342119.44
164 | 932.745 | 2 | 2.2 | 3.2 | 4.2 | 26880 | 9677.3458 | 9600 | 7602.6542 | 1344000 | 1596762.0534 | 528000 | 342119.44
166 | 931.696 | 2 | 2.2 | 3.2 | 4.2 | 26880 | 9677.3458 | 9600 | 7602.6542 | 1344000 | 1596762.0534 | 528000 | 342119.44
168 | 930.999 | 2 | 2.2 | 3.2 | 4.2 | 26880 | 9677.3458 | 9600 | 7602.6542 | 1344000 | 1596762.0534 | 528000 | 342119.44
170 | 930.885 | 2 | 2.2 | 3.2 | 4.2 | 26880 | 9677.3458 | 9600 | 7602.6542 | 1344000 | 1596762.0534 | 528000 | 342119.44
172 | 930.378 | 2 | 2.2 | 3.2 | 4.2 | 26880 | 9677.3458 | 9600 | 7602.6542 | 1344000 | 1596762.0534 | 528000 | 342119.44
174 | 931.324 | 2 | 2.2 | 3.2 | 4.2 | 26880 | 9677.3458 | 9600 | 7602.6542 | 1344000 | 1596762.0534 | 528000 | 342119.44
176 | 933.53 | 2 | 2.2 | 3.2 | 4.2 | 26880 | 9677.3458 | 9600 | 7602.6542 | 1344000 | 1596762.0534 | 528000 | 342119.44
178 | 932.714 | 2 | 2.2 | 3.2 | 4.2 | 26880 | 9677.3458 | 9600 | 7602.6542 | 1344000 | 1596762.0534 | 528000 | 342119.44
180 | 928.311 | 2 | 2.2 | 3.2 | 4.2 | 26880 | 9677.3458 | 9600 | 7602.6542 | 1344000 | 1596762.0534 | 528000 | 342119.44
182 | 924.179 | 2 | 2.2 | 3.2 | 4.2 | 26880 | 9677.3458 | 9600 | 7602.6542 | 1344000 | 1596762.0534 | 528000 | 342119.44
184 | 928.398 | 2 | 2.2 | 3.2 | 4.2 | 26880 | 9677.3458 | 9600 | 7602.6542 | 1344000 | 1596762.0534 | 528000 | 342119.44
186 | 930.866 | 2 | 2.2 | 3.2 | 4.2 | 26880 | 9677.3458 | 9600 | 7602.6542 | 1344000 | 1596762.0534 | 528000 | 342119.44
188 | 928.411 | 2 | 2.2 | 3.2 | 4.2 | 26880 | 9677.3458 | 9600 | 7602.6542 | 1344000 | 1596762.0534 | 528000 | 342119.44
190 | 927.849 | 2 | 2.2 | 3.2 | 4.2 | 26880 | 9677.3458 | 9600 | 7602.6542 | 1344000 | 1596762.0534 | 528000 | 342119.44
192 | 926.71 | 2 | 2.2 | 3.2 | 4.2 | 26880 | 9677.3458 | 9600 | 7602.6542 | 1344000 | 1596762.0534 | 528000 | 342119.44
194 | 926.201 | 2 | 2.2 | 3.2 | 4.2 | 26880 | 9677.3458 | 9600 | 7602.6542 | 1344000 | 1596762.0534 | 528000 | 342119.44
196 | 924.509 | 2 | 2.2 | 3.2 | 4.2 | 26880 | 9677.3458 | 9600 | 7602.6542 | 1344000 | 1596762.0534 | 528000 | 342119.44
198 | 923.417 | 2 | 2.2 | 3.2 | 4.2 | 26880 | 9677.3458 | 9600 | 7602.6542 | 1344000 | 1596762.0534 | 528000 | 342119.44
200 | 923.011 | 2 | 2.2 | 3.2 | 4.2 | 26880 | 9677.3458 | 9600 | 7602.6542 | 1344000 | 1596762.0534 | 528000 | 342119.44
202 | 921.969 | 2 | 2.2 | 3.2 | 4.2 | 26880 | 9677.3458 | 9600 | 7602.6542 | 1344000 | 1596762.0534 | 528000 | 342119.44
204 | 920.661 | 2 | 2.2 | 3.2 | 4.2 | 26880 | 9677.3458 | 9600 | 7602.6542 | 1344000 | 1596762.0534 | 528000 | 342119.44
206 | 920.243 | 2 | 2.2 | 3.2 | 4.2 | 26880 | 9677.3458 | 9600 | 7602.6542 | 1344000 | 1596762.0534 | 528000 | 342119.44
208 | 919.297 | 2 | 2.2 | 3.2 | 4.2 | 26880 | 9677.3458 | 9600 | 7602.6542 | 1344000 | 1596762.0534 | 528000 | 342119.44
210 | 917.533 | 2 | 2.2 | 3.2 | 4.2 | 26880 | 9677.3458 | 9600 | 7602.6542 | 1344000 | 1596762.0534 | 528000 | 342119.44
212 | 917.684 | 2 | 2.2 | 3.2 | 4.2 | 26880 | 9677.3458 | 9600 | 7602.6542 | 1344000 | 1596762.0534 | 528000 | 342119.44
214 | 915.724 | 2 | 2.2 | 3.2 | 4.2 | 26880 | 9677.3458 | 9600 | 7602.6542 | 1344000 | 1596762.0534 | 528000 | 342119.44
216 | 915.73 | 2 | 2.2 | 3.2 | 4.2 | 26880 | 9677.3458 | 9600 | 7602.6542 | 1344000 | 1596762.0534 | 528000 | 342119.44
218 | 915.584 | 2 | 2.2 | 3.2 | 4.2 | 26880 | 9677.3458 | 9600 | 7602.6542 | 1344000 | 1596762.0534 | 528000 | 342119.44
220 | 915.444 | 2 | 2.2 | 3.2 | 4.2 | 26880 | 9677.3458 | 9600 | 7602.6542 | 1344000 | 1596762.0534 | 528000 | 342119.44
222 | 913.52 | 2 | 2.2 | 3.2 | 4.2 | 26880 | 9677.3458 | 9600 | 7602.6542 | 1344000 | 1596762.0534 | 528000 | 342119.44
224 | 912.524 | 2 | 2.2 | 3.2 | 4.2 | 26880 | 9677.3458 | 9600 | 7602.6542 | 1344000 | 1596762.0534 | 528000 | 342119.44
226 | 912.565 | 2 | 2.2 | 3.2 | 4.2 | 26880 | 9677.3458 | 9600 | 7602.6542 | 1344000 | 1596762.0534 | 528000 | 342119.44
228 | 913.484 | 2 | 2.2 | 3.2 | 4.2 | 26880 | 9677.3458 | 9600 | 7602.6542 | 1344000 | 1596762.0534 | 528000 | 342119.44
230 | 913.545 | 2 | 2.2 | 3.2 | 4.2 | 26880 | 9677.3458 | 9600 | 7602.6542 | 1344000 | 1596762.0534 | 528000 | 342119.44
232 | 914.546 | 2 | 2.2 | 3.2 | 4.2 | 26880 | 9677.3458 | 9600 | 7602.6542 | 1344000 | 1596762.0534 | 528000 | 342119.44
234 | 918.285 | 2 | 2.2 | 3.2 | 4.2 | 26880 | 9677.3458 | 9600 | 7602.6542 | 1344000 | 1596762.0534 | 528000 | 342119.44
236 | 919.357 | 2 | 2.2 | 3.2 | 4.2 | 26880 | 9677.3458 | 9600 | 7602.6542 | 1344000 | 1596762.0534 | 528000 | 342119.44
238 | 918.649 | 2 | 2.2 | 3.2 | 4.2 | 26880 | 9677.3458 | 9600 | 7602.6542 | 1344000 | 1596762.0534 | 528000 | 342119.44
240 | 922.974 | 2 | 2.2 | 3.2 | 4.2 | 26880 | 9677.3458 | 9600 | 7602.6542 | 1344000 | 1596762.0534 | 528000 | 342119.44
242 | 927.375 | 2 | 2.2 | 3.2 | 4.2 | 26880 | 9677.3458 | 9600 | 7602.6542 | 1344000 | 1596762.0534 | 528000 | 342119.44
244 | 929.253 | 2 | 2.2 | 3.2 | 4.2 | 26880 | 9677.3458 | 9600 | 7602.6542 | 1344000 | 1596762.0534 | 528000 | 342119.44
246 | 930.863 | 2 | 2.2 | 3.2 | 4.2 | 26880 | 9677.3458 | 9600 | 7602.6542 | 1344000 | 1596762.0534 | 528000 | 342119.44
248 | 931.924 | 2 | 2.2 | 3.2 | 4.2 | 26880 | 9677.3458 | 9600 | 7602.6542 | 1344000 | 1596762.0534 | 528000 | 342119.44
250 | 936.722 | 2 | 2.2 | 3.2 | 4.2 | 26880 | 9677.3458 | 9600 | 7602.6542 | 1344000 | 1596762.0534 | 528000 | 342119.44
252 | 941.777 | 2 | 2.2 | 3.2 | 4.2 | 26880 | 9677.3458 | 9600 | 7602.6542 | 1344000 | 1596762.0534 | 528000 | 342119.44
254 | 948.143 | 2 | 2.2 | 3.2 | 4.2 | 26880 | 9677.3458 | 9600 | 7602.6542 | 1344000 | 1596762.0534 | 528000 | 342119.44
256 | 955.417 | 2 | 2.2 | 3.2 | 4.2 | 26880 | 9677.3458 | 9600 | 7602.6542 | 1344000 | 1596762.0534 | 528000 | 342119.44
258 | 962.7 | 2 | 2.2 | 3.2 | 4.2 | 26880 | 9677.3458 | 9600 | 7602.6542 | 1344000 | 1596762.0534 | 528000 | 342119.44
260 | 969.281 | 2 | 2.2 | 3.2 | 4.2 | 26880 | 9677.3458 | 9600 | 7602.6542 | 1344000 | 1596762.0534 | 528000 | 342119.44
262 | 980.284 | 2 | 2.2 | 3.2 | 4.2 | 26880 | 9677.3458 | 9600 | 7602.6542 | 1344000 | 1596762.0534 | 528000 | 342119.44
264 | 986.551 | 2 | 2.2 | 3.2 | 4.2 | 26880 | 9677.3458 | 9600 | 7602.6542 | 1344000 | 1596762.0534 | 528000 | 342119.44
266 | 989.198 | 2 | 2.2 | 3.2 | 4.2 | 26880 | 9677.3458 | 9600 | 7602.6542 | 1344000 | 1596762.0534 | 528000 | 342119.44
268 | 994.39 | 2 | 2.2 | 3.2 | 4.2 | 26880 | 9677.3458 | 9600 | 7602.6542 | 1344000 | 1596762.0534 | 528000 | 342119.44
270 | 999.917 | 2 | 2.2 | 3.2 | 4.2 | 26880 | 9677.3458 | 9600 | 7602.6542 | 1344000 | 1596762.0534 | 528000 | 342119.44
272 | 1004.623 | 2 | 2.2 | 3.2 | 4.2 | 26880 | 9677.3458 | 9600 | 7602.6542 | 1344000 | 1596762.0534 | 528000 | 342119.44
274 | 1008.819 | 2 | 2.2 | 3.2 | 4.2 | 26880 | 9677.3458 | 9600 | 7602.6542 | 1344000 | 1596762.0534 | 528000 | 342119.44
276 | 1007.834 | 2 | 2.2 | 3.2 | 4.2 | 26880 | 9677.3458 | 9600 | 7602.6542 | 1344000 | 1596762.0534 | 528000 | 342119.44
278 | 1005.626 | 2 | 2.2 | 3.2 | 4.2 | 26880 | 9677.3458 | 9600 | 7602.6542 | 1344000 | 1596762.0534 | 528000 | 342119.44
280 | 1001.623 | 2 | 2.2 | 3.2 | 4.2 | 26880 | 9677.3458 | 9600 | 7602.6542 | 1344000 | 1596762.0534 | 528000 | 342119.44
282 | 1004.052 | 2 | 2.2 | 3.2 | 4.2 | 26880 | 9677.3458 | 9600 | 7602.6542 | 1344000 | 1596762.0534 | 528000 | 342119.44
284 | 1010.797 | 2 | 2.2 | 3.2 | 4.2 | 26880 | 9677.3458 | 9600 | 7602.6542 | 1344000 | 1596762.0534 | 528000 | 342119.44
286 | 1014.67 | 2 | 2.2 | 3.2 | 4.2 | 26880 | 9677.3458 | 9600 | 7602.6542 | 1344000 | 1596762.0534 | 528000 | 342119.44
288 | 1017.319 | 2 | 2.2 | 3.2 | 4.2 | 26880 | 9677.3458 | 9600 | 7602.6542 | 1344000 | 1596762.0534 | 528000 | 342119.44
290 | 1027.459 | 2 | 2.2 | 3.2 | 4.2 | 26880 | 9677.3458 | 9600 | 7602.6542 | 1344000 | 1596762.0534 | 528000 | 342119.44
292 | 1031.99 | 2 | 2.2 | 3.2 | 4.2 | 26880 | 9677.3458 | 9600 | 7602.6542 | 1344000 | 1596762.0534 | 528000 | 342119.44
294 | 1036.254 | 2 | 2.2 | 3.2 | 4.2 | 26880 | 9677.3458 | 9600 | 7602.6542 | 1344000 | 1596762.0534 | 528000 | 342119.44
296 | 1040.127 | 2 | 2.2 | 3.2 | 4.2 | 26880 | 9677.3458 | 9600 | 7602.6542 | 1344000 | 1596762.0534 | 528000 | 342119.44
298 | 1044.396 | 2 | 2.2 | 3.2 | 4.2 | 26880 | 9677.3458 | 9600 | 7602.6542 | 1344000 | 1596762.0534 | 528000 | 342119.44
300 | 1051.339 | 2 | 2.2 | 3.2 | 4.2 | 26880 | 9677.3458 | 9600 | 7602.6542 | 1344000 | 1596762.0534 | 528000 | 342119.44
302 | 1060.955 | 2 | 2.2 | 3.2 | 4.2 | 26880 | 9677.3458 | 9600 | 7602.6542 | 1344000 | 1596762.0534 | 528000 | 342119.44
304 | 1070.227 | 2 | 2.2 | 3.2 | 4.2 | 26880 | 9677.3458 | 9600 | 7602.6542 | 1344000 | 1596762.0534 | 528000 | 342119.44
306 | 1072.691 | 2 | 2.2 | 3.2 | 4.2 | 26880 | 9677.3458 | 9600 | 7602.6542 | 1344000 | 1596762.0534 | 528000 | 342119.44
308 | 1076.503 | 2 | 2.2 | 3.2 | 4.2 | 26880 | 9677.3458 | 9600 | 7602.6542 | 1344000 | 1596762.0534 | 528000 | 342119.44
310 | 1083.996 | 2 | 2.2 | 3.2 | 4.2 | 26880 | 9677.3458 | 9600 | 7602.6542 | 1344000 | 1596762.0534 | 528000 | 342119.44
312 | 1097.188 | 2 | 2.2 | 3.2 | 4.2 | 26880 | 9677.3458 | 9600 | 7602.6542 | 1344000 | 1596762.0534 | 528000 | 342119.44
314 | 1103.545 | 2 | 2.2 | 3.2 | 4.2 | 26880 | 9677.3458 | 9600 | 7602.6542 | 1344000 | 1596762.0534 | 528000 | 342119.44
316 | 1105.174 | 2 | 2.2 | 3.2 | 4.2 | 26880 | 9677.3458 | 9600 | 7602.6542 | 1344000 | 1596762.0534 | 528000 | 342119.44
318 | 1111.657 | 2 | 2.2 | 3.2 | 4.2 | 26880 | 9677.3458 | 9600 | 7602.6542 | 1344000 | 1596762.0534 | 528000 | 342119.44
320 | 1122.935 | 2 | 2.2 | 3.2 | 4.2 | 26880 | 9677.3458 | 9600 | 7602.6542 | 1344000 | 1596762.0534 | 528000 | 342119.44
322 | 1128.197 | 2 | 2.2 | 3.2 | 4.2 | 26880 | 9677.3458 | 9600 | 7602.6542 | 1344000 | 1596762.0534 | 528000 | 342119.44
324 | 1132.561 | 2 | 2.2 | 3.2 | 4.2 | 26880 | 9677.3458 | 9600 | 7602.6542 | 1344000 | 1596762.0534 | 528000 | 342119.44
326 | 1131.854 | 2 | 2.2 | 3.2 | 4.2 | 26880 | 9677.3458 | 9600 | 7602.6542 | 1344000 | 1596762.0534 | 528000 | 342119.44
328 | 1133.338 | 2 | 2.2 | 3.2 | 4.2 | 26880 | 9677.3458 | 9600 | 7602.6542 | 1344000 | 1596762.0534 | 528000 | 342119.44
330 | 1136.405 | 2 | 2.2 | 3.2 | 4.2 | 26880 | 9677.3458 | 9600 | 7602.6542 | 1344000 | 1596762.0534 | 528000 | 342119.44
332 | 1128.709 | 2 | 2.2 | 3.2 | 4.2 | 26880 | 9677.3458 | 9600 | 7602.6542 | 1344000 | 1596762.0534 | 528000 | 342119.44
334 | 1120.713 | 2 | 2.2 | 3.2 | 4.2 | 26880 | 9677.3458 | 9600 | 7602.6542 | 1344000 | 1596762.0534 | 528000 | 342119.44
336 | 1115.226 | 2 | 1.8 | 2.8 | 3.8 | 21280 | 7790.6199 | 8400 | 5089.3801 | 1064000 | 1285452.2837 | 462000 | 229022.1044
338 | 1108.709 | 2 | 1.8 | 2.8 | 3.8 | 21280 | 7790.6199 | 8400 | 5089.3801 | 1064000 | 1285452.2837 | 462000 | 229022.1044
340 | 1102.499 | 2 | 1.8 | 2.8 | 3.8 | 21280 | 7790.6199 | 8400 | 5089.3801 | 1064000 | 1285452.2837 | 462000 | 229022.1044
342 | 1096.349 | 2 | 1.8 | 2.8 | 3.8 | 21280 | 7790.6199 | 8400 | 5089.3801 | 1064000 | 1285452.2837 | 462000 | 229022.1044
344 | 1090.39 | 2 | 1.8 | 2.8 | 3.8 | 21280 | 7790.6199 | 8400 | 5089.3801 | 1064000 | 1285452.2837 | 462000 | 229022.1044
346 | 1087.765 | 2 | 1.8 | 2.8 | 3.8 | 21280 | 7790.6199 | 8400 | 5089.3801 | 1064000 | 1285452.2837 | 462000 | 229022.1044
348 | 1084.661 | 2 | 1.8 | 2.8 | 3.8 | 21280 | 7790.6199 | 8400 | 5089.3801 | 1064000 | 1285452.2837 | 462000 | 229022.1044
350 | 1081.662 | 2 | 1.8 | 2.8 | 3.8 | 21280 | 7790.6199 | 8400 | 5089.3801 | 1064000 | 1285452.2837 | 462000 | 229022.1044
352 | 1076.872 | 2 | 1.8 | 2.8 | 3.8 | 21280 | 7790.6199 | 8400 | 5089.3801 | 1064000 | 1285452.2837 | 462000 | 229022.1044
354 | 1070.898 | 2 | 1.8 | 2.8 | 3.8 | 21280 | 7790.6199 | 8400 | 5089.3801 | 1064000 | 1285452.2837 | 462000 | 229022.1044
356 | 1065.018 | 2 | 1.8 | 2.8 | 3.8 | 21280 | 7790.6199 | 8400 | 5089.3801 | 1064000 | 1285452.2837 | 462000 | 229022.1044
358 | 1059.58 | 2 | 1.8 | 2.8 | 3.8 | 21280 | 7790.6199 | 8400 | 5089.3801 | 1064000 | 1285452.2837 | 462000 | 229022.1044
360 | 1055.284 | 2 | 1.8 | 2.8 | 3.8 | 21280 | 7790.6199 | 8400 | 5089.3801 | 1064000 | 1285452.2837 | 462000 | 229022.1044
362 | 1050.886 | 2 | 1.8 | 2.8 | 3.8 | 21280 | 7790.6199 | 8400 | 5089.3801 | 1064000 | 1285452.2837 | 462000 | 229022.1044
364 | 1052.647 | 2 | 1.8 | 2.8 | 3.8 | 21280 | 7790.6199 | 8400 | 5089.3801 | 1064000 | 1285452.2837 | 462000 | 229022.1044
366 | 1051.117 | 2 | 1.8 | 2.8 | 3.8 | 21280 | 7790.6199 | 8400 | 5089.3801 | 1064000 | 1285452.2837 | 462000 | 229022.1044
368 | 1048.266 | 2 | 1.8 | 2.8 | 3.8 | 21280 | 7790.6199 | 8400 | 5089.3801 | 1064000 | 1285452.2837 | 462000 | 229022.1044
370 | 1040.172 | 2 | 1.8 | 2.8 | 3.8 | 21280 | 7790.6199 | 8400 | 5089.3801 | 1064000 | 1285452.2837 | 462000 | 229022.1044
372 | 1033.483 | 2 | 1.8 | 2.8 | 3.8 | 21280 | 7790.6199 | 8400 | 5089.3801 | 1064000 | 1285452.2837 | 462000 | 229022.1044
374 | 1030.95 | 2 | 1.8 | 2.8 | 3.8 | 21280 | 7790.6199 | 8400 | 5089.3801 | 1064000 | 1285452.2837 | 462000 | 229022.1044
376 | 1032.263 | 2 | 1.8 | 2.8 | 3.8 | 21280 | 7790.6199 | 8400 | 5089.3801 | 1064000 | 1285452.2837 | 462000 | 229022.1044
378 | 1031.391 | 2 | 1.8 | 2.8 | 3.8 | 21280 | 7790.6199 | 8400 | 5089.3801 | 1064000 | 1285452.2837 | 462000 | 229022.1044
380 | 1025.791 | 2 | 1.8 | 2.8 | 3.8 | 21280 | 7790.6199 | 8400 | 5089.3801 | 1064000 | 1285452.2837 | 462000 | 229022.1044
382 | 1020.911 | 2 | 1.8 | 2.8 | 3.8 | 21280 | 7790.6199 | 8400 | 5089.3801 | 1064000 | 1285452.2837 | 462000 | 229022.1044
384 | 1015.65 | 2 | 1.8 | 2.8 | 3.8 | 21280 | 7790.6199 | 8400 | 5089.3801 | 1064000 | 1285452.2837 | 462000 | 229022.1044
386 | 1012.139 | 2 | 1.8 | 2.8 | 3.8 | 21280 | 7790.6199 | 8400 | 5089.3801 | 1064000 | 1285452.2837 | 462000 | 229022.1044
388 | 1010.472 | 2 | 1.8 | 2.8 | 3.8 | 21280 | 7790.6199 | 8400 | 5089.3801 | 1064000 | 1285452.2837 | 462000 | 229022.1044
390 | 1005.401 | 2 | 1.8 | 2.8 | 3.8 | 21280 | 7790.6199 | 8400 | 5089.3801 | 1064000 | 1285452.2837 | 462000 | 229022.1044
392 | 996.666 | 2 | 1.8 | 2.8 | 3.8 | 21280 | 7790.6199 | 8400 | 5089.3801 | 1064000 | 1285452.2837 | 462000 | 229022.1044
394 | 991.35 | 2 | 1.8 | 2.8 | 3.8 | 21280 | 7790.6199 | 8400 | 5089.3801 | 1064000 | 1285452.2837 | 462000 | 229022.1044
396 | 990.486 | 2 | 1.8 | 2.8 | 3.8 | 21280 | 7790.6199 | 8400 | 5089.3801 | 1064000 | 1285452.2837 | 462000 | 229022.1044
398 | 992.761 | 2 | 1.8 | 2.8 | 3.8 | 21280 | 7790.6199 | 8400 | 5089.3801 | 1064000 | 1285452.2837 | 462000 | 229022.1044
400 | 999.077 | 2 | 1.8 | 2.8 | 3.8 | 21280 | 7790.6199 | 8400 | 5089.3801 | 1064000 | 1285452.2837 | 462000 | 229022.1044
402 | 1001.8 | 2 | 1.8 | 2.8 | 3.8 | 21280 | 7790.6199 | 8400 | 5089.3801 | 1064000 | 1285452.2837 | 462000 | 229022.1044
404 | 1002.224 | 2 | 1.8 | 2.8 | 3.8 | 21280 | 7790.6199 | 8400 | 5089.3801 | 1064000 | 1285452.2837 | 462000 | 229022.1044
406 | 1002.003 | 2 | 1.8 | 2.8 | 3.8 | 21280 | 7790.6199 | 8400 | 5089.3801 | 1064000 | 1285452.2837 | 462000 | 229022.1044
408 | 1003.596 | 2 | 1.8 | 2.8 | 3.8 | 21280 | 7790.6199 | 8400 | 5089.3801 | 1064000 | 1285452.2837 | 462000 | 229022.1044
410 | 994.111 | 2 | 1.8 | 2.8 | 3.8 | 21280 | 7790.6199 | 8400 | 5089.3801 | 1064000 | 1285452.2837 | 462000 | 229022.1044
412 | 983.925 | 2 | 1.8 | 2.8 | 3.8 | 21280 | 7790.6199 | 8400 | 5089.3801 | 1064000 | 1285452.2837 | 462000 | 229022.1044
414 | 972.347 | 2 | 1.8 | 2.8 | 3.8 | 21280 | 7790.6199 | 8400 | 5089.3801 | 1064000 | 1285452.2837 | 462000 | 229022.1044
416 | 963.901 | 2 | 1.8 | 2.8 | 3.8 | 21280 | 7790.6199 | 8400 | 5089.3801 | 1064000 | 1285452.2837 | 462000 | 229022.1044
418 | 963.258 | 2 | 1.8 | 2.8 | 3.8 | 21280 | 7790.6199 | 8400 | 5089.3801 | 1064000 | 1285452.2837 | 462000 | 229022.1044
420 | 965.836 | 2 | 1.8 | 2.8 | 3.8 | 21280 | 7790.6199 | 8400 | 5089.3801 | 1064000 | 1285452.2837 | 462000 | 229022.1044
422 | 966.309 | 2 | 1.8 | 2.8 | 3.8 | 21280 | 7790.6199 | 8400 | 5089.3801 | 1064000 | 1285452.2837 | 462000 | 229022.1044
424 | 972.884 | 2 | 1.8 | 2.8 | 3.8 | 21280 | 7790.6199 | 8400 | 5089.3801 | 1064000 | 1285452.2837 | 462000 | 229022.1044
426 | 983.972 | 2 | 1.8 | 2.8 | 3.8 | 21280 | 7790.6199 | 8400 | 5089.3801 | 1064000 | 1285452.2837 | 462000 | 229022.1044
428 | 994.096 | 2 | 1.8 | 2.8 | 3.8 | 21280 | 7790.6199 | 8400 | 5089.3801 | 1064000 | 1285452.2837 | 462000 | 229022.1044
430 | 991.695 | 2 | 1.8 | 2.8 | 3.8 | 21280 | 7790.6199 | 8400 | 5089.3801 | 1064000 | 1285452.2837 | 462000 | 229022.1044
432 | 984.933 | 2 | 1.8 | 2.8 | 3.8 | 21280 | 7790.6199 | 8400 | 5089.3801 | 1064000 | 1285452.2837 | 462000 | 229022.1044
434 | 978.185 | 2 | 1.8 | 2.8 | 3.8 | 21280 | 7790.6199 | 8400 | 5089.3801 | 1064000 | 1285452.2837 | 462000 | 229022.1044
436 | 972.686 | 2 | 1.8 | 2.8 | 3.8 | 21280 | 7790.6199 | 8400 | 5089.3801 | 1064000 | 1285452.2837 | 462000 | 229022.1044
438 | 966.824 | 2 | 1.8 | 2.8 | 3.8 | 21280 | 7790.6199 | 8400 | 5089.3801 | 1064000 | 1285452.2837 | 462000 | 229022.1044
440 | 960.902 | 2 | 1.8 | 2.8 | 3.8 | 21280 | 7790.6199 | 8400 | 5089.3801 | 1064000 | 1285452.2837 | 462000 | 229022.1044
442 | 952.924 | 2 | 1.8 | 2.8 | 3.8 | 21280 | 7790.6199 | 8400 | 5089.3801 | 1064000 | 1285452.2837 | 462000 | 229022.1044
444 | 945.683 | 2 | 1.8 | 2.8 | 3.8 | 21280 | 7790.6199 | 8400 | 5089.3801 | 1064000 | 1285452.2837 | 462000 | 229022.1044
446 | 941.042 | 2 | 1.8 | 2.8 | 3.8 | 21280 | 7790.6199 | 8400 | 5089.3801 | 1064000 | 1285452.2837 | 462000 | 229022.1044
448 | 937.104 | 2 | 1.8 | 2.8 | 3.8 | 21280 | 7790.6199 | 8400 | 5089.3801 | 1064000 | 1285452.2837 | 462000 | 229022.1044
450 | 939.943 | 2 | 1.8 | 2.8 | 3.8 | 21280 | 7790.6199 | 8400 | 5089.3801 | 1064000 | 1285452.2837 | 462000 | 229022.1044
452 | 944.776 | 2 | 1.8 | 2.8 | 3.8 | 21280 | 7790.6199 | 8400 | 5089.3801 | 1064000 | 1285452.2837 | 462000 | 229022.1044
454 | 947.762 | 2 | 1.8 | 2.8 | 3.8 | 21280 | 7790.6199 | 8400 | 5089.3801 | 1064000 | 1285452.2837 | 462000 | 229022.1044
456 | 952.649 | 2 | 1.8 | 2.8 | 3.8 | 21280 | 7790.6199 | 8400 | 5089.3801 | 1064000 | 1285452.2837 | 462000 | 229022.1044
458 | 954.554 | 2 | 1.8 | 2.8 | 3.8 | 21280 | 7790.6199 | 8400 | 5089.3801 | 1064000 | 1285452.2837 | 462000 | 229022.1044
460 | 952.37 | 2 | 1.8 | 2.8 | 3.8 | 21280 | 7790.6199 | 8400 | 5089.3801 | 1064000 | 1285452.2837 | 462000 | 229022.1044
462 | 947.552 | 2 | 1.8 | 2.8 | 3.8 | 21280 | 7790.6199 | 8400 | 5089.3801 | 1064000 | 1285452.2837 | 462000 | 229022.1044
464 | 941.898 | 2 | 1.8 | 2.8 | 3.8 | 21280 | 7790.6199 | 8400 | 5089.3801 | 1064000 | 1285452.2837 | 462000 | 229022.1044
466 | 940.521 | 2 | 1.8 | 2.8 | 3.8 | 21280 | 7790.6199 | 8400 | 5089.3801 | 1064000 | 1285452.2837 | 462000 | 229022.1044
468 | 939.702 | 2 | 1.8 | 2.8 | 3.8 | 21280 | 7790.6199 | 8400 | 5089.3801 | 1064000 | 1285452.2837 | 462000 | 229022.1044
470 | 937.147 | 2 | 1.8 | 2.8 | 3.8 | 21280 | 7790.6199 | 8400 | 5089.3801 | 1064000 | 1285452.2837 | 462000 | 229022.1044
472 | 933.872 | 2 | 1.8 | 2.8 | 3.8 | 21280 | 7790.6199 | 8400 | 5089.3801 | 1064000 | 1285452.2837 | 462000 | 229022.1044
474 | 933.184 | 2 | 1.8 | 2.8 | 3.8 | 21280 | 7790.6199 | 8400 | 5089.3801 | 1064000 | 1285452.2837 | 462000 | 229022.1044
476 | 939.292 | 2 | 1.8 | 2.8 | 3.8 | 21280 | 7790.6199 | 8400 | 5089.3801 | 1064000 | 1285452.2837 | 462000 | 229022.1044
478 | 944.619 | 2 | 1.8 | 2.8 | 3.8 | 21280 | 7790.6199 | 8400 | 5089.3801 | 1064000 | 1285452.2837 | 462000 | 229022.1044
480 | 954.023 | 2 | 1.8 | 2.8 | 3.8 | 21280 | 7790.6199 | 8400 | 5089.3801 | 1064000 | 1285452.2837 | 462000 | 229022.1044
482 | 968.263 | 2 | 1.8 | 2.8 | 3.8 | 21280 | 7790.6199 | 8400 | 5089.3801 | 1064000 | 1285452.2837 | 462000 | 229022.1044
484 | 970.384 | 2 | 1.8 | 2.8 | 3.8 | 21280 | 7790.6199 | 8400 | 5089.3801 | 1064000 | 1285452.2837 | 462000 | 229022.1044
486 | 964.636 | 2 | 1.8 | 2.8 | 3.8 | 21280 | 7790.6199 | 8400 | 5089.3801 | 1064000 | 1285452.2837 | 462000 | 229022.1044
488 | 956.631 | 2 | 1.8 | 2.8 | 3.8 | 21280 | 7790.6199 | 8400 | 5089.3801 | 1064000 | 1285452.2837 | 462000 | 229022.1044
490 | 947.426 | 2 | 1.8 | 2.8 | 3.8 | 21280 | 7790.6199 | 8400 | 5089.3801 | 1064000 | 1285452.2837 | 462000 | 229022.1044
492 | 941.72 | 2 | 1.8 | 2.8 | 3.8 | 21280 | 7790.6199 | 8400 | 5089.3801 | 1064000 | 1285452.2837 | 462000 | 229022.1044
494 | 935.985 | 2 | 1.8 | 2.8 | 3.8 | 21280 | 7790.6199 | 8400 | 5089.3801 | 1064000 | 1285452.2837 | 462000 | 229022.1044
496 | 930.475 | 2 | 1.8 | 2.8 | 3.8 | 21280 | 7790.6199 | 8400 | 5089.3801 | 1064000 | 1285452.2837 | 462000 | 229022.1044
498 | 927.611 | 2 | 1.8 | 2.8 | 3.8 | 21280 | 7790.6199 | 8400 | 5089.3801 | 1064000 | 1285452.2837 | 462000 | 229022.1044
500 | 931.256 | 2 | 1.8 | 2.8 | 3.8 | 21280 | 7790.6199 | 8400 | 5089.3801 | 1064000 | 1285452.2837 | 462000 | 229022.1044
502 | 920.044 | 2 | 1.8 | 2.8 | 3.8 | 21280 | 7790.6199 | 8400 | 5089.3801 | 1064000 | 1285452.2837 | 462000 | 229022.1044
504 | 911.78 | 2 | 1.8 | 2.8 | 3.8 | 21280 | 7790.6199 | 8400 | 5089.3801 | 1064000 | 1285452.2837 | 462000 | 229022.1044
506 | 907.989 | 2 | 1.8 | 2.8 | 3.8 | 21280 | 7790.6199 | 8400 | 5089.3801 | 1064000 | 1285452.2837 | 462000 | 229022.1044
508 | 907.289 | 2 | 1.5 | 2.5 | 3.5 | 17500 | 6465.7083 | 7500 | 3534.2917 | 875000 | 1066841.8637 | 412500 | 159043.1281
510 | 900.577 | 2 | 1.5 | 2.5 | 3.5 | 17500 | 6465.7083 | 7500 | 3534.2917 | 875000 | 1066841.8637 | 412500 | 159043.1281
512 | 902.112 | 2 | 1.5 | 2.5 | 3.5 | 17500 | 6465.7083 | 7500 | 3534.2917 | 875000 | 1066841.8637 | 412500 | 159043.1281
514 | 900.179 | 2 | 1.5 | 2.5 | 3.5 | 17500 | 6465.7083 | 7500 | 3534.2917 | 875000 | 1066841.8637 | 412500 | 159043.1281
516 | 903.811 | 2 | 1.5 | 2.5 | 3.5 | 17500 | 6465.7083 | 7500 | 3534.2917 | 875000 | 1066841.8637 | 412500 | 159043.1281
518 | 910.027 | 2 | 1.5 | 2.5 | 3.5 | 17500 | 6465.7083 | 7500 | 3534.2917 | 875000 | 1066841.8637 | 412500 | 159043.1281
520 | 911.131 | 2 | 1.5 | 2.5 | 3.5 | 17500 | 6465.7083 | 7500 | 3534.2917 | 875000 | 1066841.8637 | 412500 | 159043.1281

## Capital Costs
Option 3A Capital Costs
Pipe Cost | 6546488578.8969
Pipe Laying and Joining | 1309297715.7794
Pipe Trench Excavation & Back Fill | 905830315.6049
Air Valve, Scour Valve & Isolating Cost | 397920000
Pump Station Cost PS 1 | 31430340.9711
Pump Station Cost PS 2 | 71760211.7593
Reservoir Cost BPT 3 | 2822169.6
Reservoir Cost BPT 4 | 2822169.6
Option 3A Capital Costs (Pula)
Pipe Cost | 7201137436.7866
Pipe Laying and Joining | 1440227487.3573
Pipe Trench Excavation & Back Fill | 996413347.1654
Air Valve, Scour Valve & Isolating Cost | 437712000
Pump Station Cost PS 1 | 34573375.0683
Pump Station Cost PS 2 | 78936232.9352
Reservoir Cost BPT 3 | 3104386.56
Reservoir Cost BPT 4 | 3104386.56

## Maintenance Costs
Option 3A Maintenance Costs
Item | Percentage Per Annum | Cost R/year
Civil | 0.5% | 32760664.5905
Mechanical & Electrical | 4% | 20044422.1092
Total |  | 52805086.6997
Option 3A Maintenance Costs (Pula)
Item | Percentage Per Annum | Cost P/year
Civil | 0.5% | 36036731.0495
Mechanical & Electrical | 4% | 22048864.3201
Total |  | 58085595.3697

## Pumping Costs Calculation
Option 3A Pumping Costs Calculations - PS 1
Pipeline Details |  |  |  | New Pipe Flow Equation |  |  | Average Pipe Flow Equation |  |  | Old Pipe Flow Equation |  |  | Biofilm Pipe Flow Equation
Chainage (km) | Elevation (m) | Section Length (km) | Diameter (m) | λ | Friction Component | Secondary Loss Component | λ | Friction Component | Secondary Loss Component | λ | Friction Component | Secondary Loss Component | λ | Friction Component | Secondary Loss Component
2 | 1069.018 | 0 | 1.9 | 0.00867 | 0 | 0 | 0.0097304 | 0 | 0 | 0.011459 | 0 | 0 | 0.014543 | 0 | 0
4 | 1067.321 | 2 | 1.9 | 0.00867 | 0.057863 | 0.0036578 | 0.0097304 | 0.06494 | 0.0036578 | 0.011459 | 0.076477 | 0.0036578 | 0.014543 | 0.097058 | 0.0036578 | 1.618 | 0.060979
6 | 1064.035 | 2 | 1.9 | 0.00867 | 0.057863 | 0.0036578 | 0.0097304 | 0.06494 | 0.0036578 | 0.011459 | 0.076477 | 0.0036578 | 0.014543 | 0.097058 | 0.0036578 | 1.618 | 0.060979
8 | 1063.832 | 2 | 1.9 | 0.00867 | 0.057863 | 0.0036578 | 0.0097304 | 0.06494 | 0.0036578 | 0.011459 | 0.076477 | 0.0036578 | 0.014543 | 0.097058 | 0.0036578 | 1.618 | 0.060979
10 | 1067.893 | 2 | 1.9 | 0.00867 | 0.057863 | 0.0036578 | 0.0097304 | 0.06494 | 0.0036578 | 0.011459 | 0.076477 | 0.0036578 | 0.014543 | 0.097058 | 0.0036578 | 1.618 | 0.060979
12 | 1075.133 | 2 | 1.9 | 0.00867 | 0.057863 | 0.0036578 | 0.0097304 | 0.06494 | 0.0036578 | 0.011459 | 0.076477 | 0.0036578 | 0.014543 | 0.097058 | 0.0036578 | 1.618 | 0.060979
14 | 1082.768 | 2 | 1.9 | 0.00867 | 0.057863 | 0.0036578 | 0.0097304 | 0.06494 | 0.0036578 | 0.011459 | 0.076477 | 0.0036578 | 0.014543 | 0.097058 | 0.0036578 | 1.618 | 0.060979
16 | 1089.726 | 2 | 1.9 | 0.00867 | 0.057863 | 0.0036578 | 0.0097304 | 0.06494 | 0.0036578 | 0.011459 | 0.076477 | 0.0036578 | 0.014543 | 0.097058 | 0.0036578 | 1.618 | 0.060979
18 | 1094.131 | 2 | 1.9 | 0.00867 | 0.057863 | 0.0036578 | 0.0097304 | 0.06494 | 0.0036578 | 0.011459 | 0.076477 | 0.0036578 | 0.014543 | 0.097058 | 0.0036578 | 1.618 | 0.060979
20 | 1097.897 | 2 | 1.9 | 0.00867 | 0.057863 | 0.0036578 | 0.0097304 | 0.06494 | 0.0036578 | 0.011459 | 0.076477 | 0.0036578 | 0.014543 | 0.097058 | 0.0036578 | 1.618 | 0.060979
22 | 1101.67 | 2 | 1.9 | 0.00867 | 0.057863 | 0.0036578 | 0.0097304 | 0.06494 | 0.0036578 | 0.011459 | 0.076477 | 0.0036578 | 0.014543 | 0.097058 | 0.0036578 | 1.618 | 0.060979
16.7903
Option 3A Pumping Costs Calculations - PS 2
Pipeline Details |  |  |  | New Pipe Flow Equation |  |  | Average Pipe Flow Equation |  |  | Old Pipe Flow Equation |  |  | Biofilm Pipe Flow Equation
Chainage (km) | Elevation (m) | Section Length (km) | Diameter (m) | λ | Friction Component | Secondary Loss Component | λ | Friction Component | Secondary Loss Component | λ | Friction Component | Secondary Loss Component | λ | Friction Component | Secondary Loss Component
274 | 1008.819 | 2 | 2.2 | 0.008468 | 0.027153 | 0.0020349 | 0.0094904 | 0.030432 | 0.0020349 | 0.011153 | 0.035762 | 0.0020349 | 0.014105 | 0.045227 | 0.0020349
276 | 1007.834 | 2 | 2.2 | 0.008468 | 0.027153 | 0.0020349 | 0.0094904 | 0.030432 | 0.0020349 | 0.011153 | 0.035762 | 0.0020349 | 0.014105 | 0.045227 | 0.0020349
278 | 1005.626 | 2 | 2.2 | 0.008468 | 0.027153 | 0.0020349 | 0.0094904 | 0.030432 | 0.0020349 | 0.011153 | 0.035762 | 0.0020349 | 0.014105 | 0.045227 | 0.0020349
280 | 1001.623 | 2 | 2.2 | 0.008468 | 0.027153 | 0.0020349 | 0.0094904 | 0.030432 | 0.0020349 | 0.011153 | 0.035762 | 0.0020349 | 0.014105 | 0.045227 | 0.0020349
282 | 1004.052 | 2 | 2.2 | 0.008468 | 0.027153 | 0.0020349 | 0.0094904 | 0.030432 | 0.0020349 | 0.011153 | 0.035762 | 0.0020349 | 0.014105 | 0.045227 | 0.0020349
284 | 1010.797 | 2 | 2.2 | 0.008468 | 0.027153 | 0.0020349 | 0.0094904 | 0.030432 | 0.0020349 | 0.011153 | 0.035762 | 0.0020349 | 0.014105 | 0.045227 | 0.0020349
286 | 1014.67 | 2 | 2.2 | 0.008468 | 0.027153 | 0.0020349 | 0.0094904 | 0.030432 | 0.0020349 | 0.011153 | 0.035762 | 0.0020349 | 0.014105 | 0.045227 | 0.0020349
288 | 1017.319 | 2 | 2.2 | 0.008468 | 0.027153 | 0.0020349 | 0.0094904 | 0.030432 | 0.0020349 | 0.011153 | 0.035762 | 0.0020349 | 0.014105 | 0.045227 | 0.0020349
290 | 1027.459 | 2 | 2.2 | 0.008468 | 0.027153 | 0.0020349 | 0.0094904 | 0.030432 | 0.0020349 | 0.011153 | 0.035762 | 0.0020349 | 0.014105 | 0.045227 | 0.0020349
292 | 1031.99 | 2 | 2.2 | 0.008468 | 0.027153 | 0.0020349 | 0.0094904 | 0.030432 | 0.0020349 | 0.011153 | 0.035762 | 0.0020349 | 0.014105 | 0.045227 | 0.0020349
294 | 1036.254 | 2 | 2.2 | 0.008468 | 0.027153 | 0.0020349 | 0.0094904 | 0.030432 | 0.0020349 | 0.011153 | 0.035762 | 0.0020349 | 0.014105 | 0.045227 | 0.0020349
296 | 1040.127 | 2 | 2.2 | 0.008468 | 0.027153 | 0.0020349 | 0.0094904 | 0.030432 | 0.0020349 | 0.011153 | 0.035762 | 0.0020349 | 0.014105 | 0.045227 | 0.0020349
298 | 1044.396 | 2 | 2.2 | 0.008468 | 0.027153 | 0.0020349 | 0.0094904 | 0.030432 | 0.0020349 | 0.011153 | 0.035762 | 0.0020349 | 0.014105 | 0.045227 | 0.0020349
300 | 1051.339 | 2 | 2.2 | 0.008468 | 0.027153 | 0.0020349 | 0.0094904 | 0.030432 | 0.0020349 | 0.011153 | 0.035762 | 0.0020349 | 0.014105 | 0.045227 | 0.0020349
302 | 1060.955 | 2 | 2.2 | 0.008468 | 0.027153 | 0.0020349 | 0.0094904 | 0.030432 | 0.0020349 | 0.011153 | 0.035762 | 0.0020349 | 0.014105 | 0.045227 | 0.0020349
304 | 1070.227 | 2 | 2.2 | 0.008468 | 0.027153 | 0.0020349 | 0.0094904 | 0.030432 | 0.0020349 | 0.011153 | 0.035762 | 0.0020349 | 0.014105 | 0.045227 | 0.0020349
306 | 1072.691 | 2 | 2.2 | 0.008468 | 0.027153 | 0.0020349 | 0.0094904 | 0.030432 | 0.0020349 | 0.011153 | 0.035762 | 0.0020349 | 0.014105 | 0.045227 | 0.0020349
308 | 1076.503 | 2 | 2.2 | 0.008468 | 0.027153 | 0.0020349 | 0.0094904 | 0.030432 | 0.0020349 | 0.011153 | 0.035762 | 0.0020349 | 0.014105 | 0.045227 | 0.0020349
310 | 1083.996 | 2 | 2.2 | 0.008468 | 0.027153 | 0.0020349 | 0.0094904 | 0.030432 | 0.0020349 | 0.011153 | 0.035762 | 0.0020349 | 0.014105 | 0.045227 | 0.0020349
312 | 1097.188 | 2 | 2.2 | 0.008468 | 0.027153 | 0.0020349 | 0.0094904 | 0.030432 | 0.0020349 | 0.011153 | 0.035762 | 0.0020349 | 0.014105 | 0.045227 | 0.0020349
314 | 1103.545 | 2 | 2.2 | 0.008468 | 0.027153 | 0.0020349 | 0.0094904 | 0.030432 | 0.0020349 | 0.011153 | 0.035762 | 0.0020349 | 0.014105 | 0.045227 | 0.0020349
316 | 1105.174 | 2 | 2.2 | 0.008468 | 0.027153 | 0.0020349 | 0.0094904 | 0.030432 | 0.0020349 | 0.011153 | 0.035762 | 0.0020349 | 0.014105 | 0.045227 | 0.0020349
318 | 1111.657 | 2 | 2.2 | 0.008468 | 0.027153 | 0.0020349 | 0.0094904 | 0.030432 | 0.0020349 | 0.011153 | 0.035762 | 0.0020349 | 0.014105 | 0.045227 | 0.0020349
320 | 1122.935 | 2 | 2.2 | 0.008468 | 0.027153 | 0.0020349 | 0.0094904 | 0.030432 | 0.0020349 | 0.011153 | 0.035762 | 0.0020349 | 0.014105 | 0.045227 | 0.0020349
322 | 1128.197 | 2 | 2.2 | 0.008468 | 0.027153 | 0.0020349 | 0.0094904 | 0.030432 | 0.0020349 | 0.011153 | 0.035762 | 0.0020349 | 0.014105 | 0.045227 | 0.0020349
324 | 1132.561 | 2 | 2.2 | 0.008468 | 0.027153 | 0.0020349 | 0.0094904 | 0.030432 | 0.0020349 | 0.011153 | 0.035762 | 0.0020349 | 0.014105 | 0.045227 | 0.0020349
326 | 1131.854 | 2 | 2.2 | 0.008468 | 0.027153 | 0.0020349 | 0.0094904 | 0.030432 | 0.0020349 | 0.011153 | 0.035762 | 0.0020349 | 0.014105 | 0.045227 | 0.0020349
328 | 1133.338 | 2 | 2.2 | 0.008468 | 0.027153 | 0.0020349 | 0.0094904 | 0.030432 | 0.0020349 | 0.011153 | 0.035762 | 0.0020349 | 0.014105 | 0.045227 | 0.0020349
330 | 1136.405 | 2 | 2.2 | 0.008468 | 0.027153 | 0.0020349 | 0.0094904 | 0.030432 | 0.0020349 | 0.011153 | 0.035762 | 0.0020349 | 0.014105 | 0.045227 | 0.0020349
332 | 1128.709 | 2 | 2.2 | 0.008468 | 0.027153 | 0.0020349 | 0.0094904 | 0.030432 | 0.0020349 | 0.011153 | 0.035762 | 0.0020349 | 0.014105 | 0.045227 | 0.0020349
334 | 1120.713 | 2 | 2.2 | 0.008468 | 0.027153 | 0.0020349 | 0.0094904 | 0.030432 | 0.0020349 | 0.011153 | 0.035762 | 0.0020349 | 0.014105 | 0.045227 | 0.0020349
336 | 1115.226 | 2 | 1.8 | 0.0087463 | 0.076492 | 0.004541 | 0.0098211 | 0.085892 | 0.004541 | 0.011575 | 0.10123 | 0.004541 | 0.01471 | 0.12864 | 0.004541
338 | 1108.709 | 2 | 1.8 | 0.0087463 | 0.076492 | 0.004541 | 0.0098211 | 0.085892 | 0.004541 | 0.011575 | 0.10123 | 0.004541 | 0.01471 | 0.12864 | 0.004541
340 | 1102.499 | 2 | 1.8 | 0.0087463 | 0.076492 | 0.004541 | 0.0098211 | 0.085892 | 0.004541 | 0.011575 | 0.10123 | 0.004541 | 0.01471 | 0.12864 | 0.004541
342 | 1096.349 | 2 | 1.8 | 0.0087463 | 0.076492 | 0.004541 | 0.0098211 | 0.085892 | 0.004541 | 0.011575 | 0.10123 | 0.004541 | 0.01471 | 0.12864 | 0.004541
344 | 1090.39 | 2 | 1.8 | 0.0087463 | 0.076492 | 0.004541 | 0.0098211 | 0.085892 | 0.004541 | 0.011575 | 0.10123 | 0.004541 | 0.01471 | 0.12864 | 0.004541
346 | 1087.765 | 2 | 1.8 | 0.0087463 | 0.076492 | 0.004541 | 0.0098211 | 0.085892 | 0.004541 | 0.011575 | 0.10123 | 0.004541 | 0.01471 | 0.12864 | 0.004541
348 | 1084.661 | 2 | 1.8 | 0.0087463 | 0.076492 | 0.004541 | 0.0098211 | 0.085892 | 0.004541 | 0.011575 | 0.10123 | 0.004541 | 0.01471 | 0.12864 | 0.004541
350 | 1081.662 | 2 | 1.8 | 0.0087463 | 0.076492 | 0.004541 | 0.0098211 | 0.085892 | 0.004541 | 0.011575 | 0.10123 | 0.004541 | 0.01471 | 0.12864 | 0.004541
352 | 1076.872 | 2 | 1.8 | 0.0087463 | 0.076492 | 0.004541 | 0.0098211 | 0.085892 | 0.004541 | 0.011575 | 0.10123 | 0.004541 | 0.01471 | 0.12864 | 0.004541
354 | 1070.898 | 2 | 1.8 | 0.0087463 | 0.076492 | 0.004541 | 0.0098211 | 0.085892 | 0.004541 | 0.011575 | 0.10123 | 0.004541 | 0.01471 | 0.12864 | 0.004541
356 | 1065.018 | 2 | 1.8 | 0.0087463 | 0.076492 | 0.004541 | 0.0098211 | 0.085892 | 0.004541 | 0.011575 | 0.10123 | 0.004541 | 0.01471 | 0.12864 | 0.004541
358 | 1059.58 | 2 | 1.8 | 0.0087463 | 0.076492 | 0.004541 | 0.0098211 | 0.085892 | 0.004541 | 0.011575 | 0.10123 | 0.004541 | 0.01471 | 0.12864 | 0.004541
360 | 1055.284 | 2 | 1.8 | 0.0087463 | 0.076492 | 0.004541 | 0.0098211 | 0.085892 | 0.004541 | 0.011575 | 0.10123 | 0.004541 | 0.01471 | 0.12864 | 0.004541
362 | 1050.886 | 2 | 1.8 | 0.0087463 | 0.076492 | 0.004541 | 0.0098211 | 0.085892 | 0.004541 | 0.011575 | 0.10123 | 0.004541 | 0.01471 | 0.12864 | 0.004541
364 | 1052.647 | 2 | 1.8 | 0.0087463 | 0.076492 | 0.004541 | 0.0098211 | 0.085892 | 0.004541 | 0.011575 | 0.10123 | 0.004541 | 0.01471 | 0.12864 | 0.004541
366 | 1051.117 | 2 | 1.8 | 0.0087463 | 0.076492 | 0.004541 | 0.0098211 | 0.085892 | 0.004541 | 0.011575 | 0.10123 | 0.004541 | 0.01471 | 0.12864 | 0.004541
368 | 1048.266 | 2 | 1.8 | 0.0087463 | 0.076492 | 0.004541 | 0.0098211 | 0.085892 | 0.004541 | 0.011575 | 0.10123 | 0.004541 | 0.01471 | 0.12864 | 0.004541
370 | 1040.172 | 2 | 1.8 | 0.0087463 | 0.076492 | 0.004541 | 0.0098211 | 0.085892 | 0.004541 | 0.011575 | 0.10123 | 0.004541 | 0.01471 | 0.12864 | 0.004541
372 | 1033.483 | 2 | 1.8 | 0.0087463 | 0.076492 | 0.004541 | 0.0098211 | 0.085892 | 0.004541 | 0.011575 | 0.10123 | 0.004541 | 0.01471 | 0.12864 | 0.004541
374 | 1030.95 | 2 | 1.8 | 0.0087463 | 0.076492 | 0.004541 | 0.0098211 | 0.085892 | 0.004541 | 0.011575 | 0.10123 | 0.004541 | 0.01471 | 0.12864 | 0.004541
376 | 1032.263 | 2 | 1.8 | 0.0087463 | 0.076492 | 0.004541 | 0.0098211 | 0.085892 | 0.004541 | 0.011575 | 0.10123 | 0.004541 | 0.01471 | 0.12864 | 0.004541
378 | 1031.391 | 2 | 1.8 | 0.0087463 | 0.076492 | 0.004541 | 0.0098211 | 0.085892 | 0.004541 | 0.011575 | 0.10123 | 0.004541 | 0.01471 | 0.12864 | 0.004541
380 | 1025.791 | 2 | 1.8 | 0.0087463 | 0.076492 | 0.004541 | 0.0098211 | 0.085892 | 0.004541 | 0.011575 | 0.10123 | 0.004541 | 0.01471 | 0.12864 | 0.004541
382 | 1020.911 | 2 | 1.8 | 0.0087463 | 0.076492 | 0.004541 | 0.0098211 | 0.085892 | 0.004541 | 0.011575 | 0.10123 | 0.004541 | 0.01471 | 0.12864 | 0.004541
384 | 1015.65 | 2 | 1.8 | 0.0087463 | 0.076492 | 0.004541 | 0.0098211 | 0.085892 | 0.004541 | 0.011575 | 0.10123 | 0.004541 | 0.01471 | 0.12864 | 0.004541
386 | 1012.139 | 2 | 1.8 | 0.0087463 | 0.076492 | 0.004541 | 0.0098211 | 0.085892 | 0.004541 | 0.011575 | 0.10123 | 0.004541 | 0.01471 | 0.12864 | 0.004541
388 | 1010.472 | 2 | 1.8 | 0.0087463 | 0.076492 | 0.004541 | 0.0098211 | 0.085892 | 0.004541 | 0.011575 | 0.10123 | 0.004541 | 0.01471 | 0.12864 | 0.004541
390 | 1005.401 | 2 | 1.8 | 0.0087463 | 0.076492 | 0.004541 | 0.0098211 | 0.085892 | 0.004541 | 0.011575 | 0.10123 | 0.004541 | 0.01471 | 0.12864 | 0.004541
392 | 996.666 | 2 | 1.8 | 0.0087463 | 0.076492 | 0.004541 | 0.0098211 | 0.085892 | 0.004541 | 0.011575 | 0.10123 | 0.004541 | 0.01471 | 0.12864 | 0.004541
394 | 991.35 | 2 | 1.8 | 0.0087463 | 0.076492 | 0.004541 | 0.0098211 | 0.085892 | 0.004541 | 0.011575 | 0.10123 | 0.004541 | 0.01471 | 0.12864 | 0.004541
396 | 990.486 | 2 | 1.8 | 0.0087463 | 0.076492 | 0.004541 | 0.0098211 | 0.085892 | 0.004541 | 0.011575 | 0.10123 | 0.004541 | 0.01471 | 0.12864 | 0.004541
398 | 992.761 | 2 | 1.8 | 0.0087463 | 0.076492 | 0.004541 | 0.0098211 | 0.085892 | 0.004541 | 0.011575 | 0.10123 | 0.004541 | 0.01471 | 0.12864 | 0.004541
400 | 999.077 | 2 | 1.8 | 0.0087463 | 0.076492 | 0.004541 | 0.0098211 | 0.085892 | 0.004541 | 0.011575 | 0.10123 | 0.004541 | 0.01471 | 0.12864 | 0.004541
402 | 1001.8 | 2 | 1.8 | 0.0087463 | 0.076492 | 0.004541 | 0.0098211 | 0.085892 | 0.004541 | 0.011575 | 0.10123 | 0.004541 | 0.01471 | 0.12864 | 0.004541
404 | 1002.224 | 2 | 1.8 | 0.0087463 | 0.076492 | 0.004541 | 0.0098211 | 0.085892 | 0.004541 | 0.011575 | 0.10123 | 0.004541 | 0.01471 | 0.12864 | 0.004541
406 | 1002.003 | 2 | 1.8 | 0.0087463 | 0.076492 | 0.004541 | 0.0098211 | 0.085892 | 0.004541 | 0.011575 | 0.10123 | 0.004541 | 0.01471 | 0.12864 | 0.004541
408 | 1003.596 | 2 | 1.8 | 0.0087463 | 0.076492 | 0.004541 | 0.0098211 | 0.085892 | 0.004541 | 0.011575 | 0.10123 | 0.004541 | 0.01471 | 0.12864 | 0.004541
410 | 994.111 | 2 | 1.8 | 0.0087463 | 0.076492 | 0.004541 | 0.0098211 | 0.085892 | 0.004541 | 0.011575 | 0.10123 | 0.004541 | 0.01471 | 0.12864 | 0.004541
412 | 983.925 | 2 | 1.8 | 0.0087463 | 0.076492 | 0.004541 | 0.0098211 | 0.085892 | 0.004541 | 0.011575 | 0.10123 | 0.004541 | 0.01471 | 0.12864 | 0.004541
414 | 972.347 | 2 | 1.8 | 0.0087463 | 0.076492 | 0.004541 | 0.0098211 | 0.085892 | 0.004541 | 0.011575 | 0.10123 | 0.004541 | 0.01471 | 0.12864 | 0.004541
416 | 963.901 | 2 | 1.8 | 0.0087463 | 0.076492 | 0.004541 | 0.0098211 | 0.085892 | 0.004541 | 0.011575 | 0.10123 | 0.004541 | 0.01471 | 0.12864 | 0.004541
418 | 963.258 | 2 | 1.8 | 0.0087463 | 0.076492 | 0.004541 | 0.0098211 | 0.085892 | 0.004541 | 0.011575 | 0.10123 | 0.004541 | 0.01471 | 0.12864 | 0.004541
420 | 965.836 | 2 | 1.8 | 0.0087463 | 0.076492 | 0.004541 | 0.0098211 | 0.085892 | 0.004541 | 0.011575 | 0.10123 | 0.004541 | 0.01471 | 0.12864 | 0.004541
422 | 966.309 | 2 | 1.8 | 0.0087463 | 0.076492 | 0.004541 | 0.0098211 | 0.085892 | 0.004541 | 0.011575 | 0.10123 | 0.004541 | 0.01471 | 0.12864 | 0.004541
424 | 972.884 | 2 | 1.8 | 0.0087463 | 0.076492 | 0.004541 | 0.0098211 | 0.085892 | 0.004541 | 0.011575 | 0.10123 | 0.004541 | 0.01471 | 0.12864 | 0.004541
426 | 983.972 | 2 | 1.8 | 0.0087463 | 0.076492 | 0.004541 | 0.0098211 | 0.085892 | 0.004541 | 0.011575 | 0.10123 | 0.004541 | 0.01471 | 0.12864 | 0.004541
428 | 994.096 | 2 | 1.8 | 0.0087463 | 0.076492 | 0.004541 | 0.0098211 | 0.085892 | 0.004541 | 0.011575 | 0.10123 | 0.004541 | 0.01471 | 0.12864 | 0.004541
430 | 991.695 | 2 | 1.8 | 0.0087463 | 0.076492 | 0.004541 | 0.0098211 | 0.085892 | 0.004541 | 0.011575 | 0.10123 | 0.004541 | 0.01471 | 0.12864 | 0.004541
432 | 984.933 | 2 | 1.8 | 0.0087463 | 0.076492 | 0.004541 | 0.0098211 | 0.085892 | 0.004541 | 0.011575 | 0.10123 | 0.004541 | 0.01471 | 0.12864 | 0.004541
434 | 978.185 | 2 | 1.8 | 0.0087463 | 0.076492 | 0.004541 | 0.0098211 | 0.085892 | 0.004541 | 0.011575 | 0.10123 | 0.004541 | 0.01471 | 0.12864 | 0.004541
436 | 972.686 | 2 | 1.8 | 0.0087463 | 0.076492 | 0.004541 | 0.0098211 | 0.085892 | 0.004541 | 0.011575 | 0.10123 | 0.004541 | 0.01471 | 0.12864 | 0.004541
438 | 966.824 | 2 | 1.8 | 0.0087463 | 0.076492 | 0.004541 | 0.0098211 | 0.085892 | 0.004541 | 0.011575 | 0.10123 | 0.004541 | 0.01471 | 0.12864 | 0.004541
440 | 960.902 | 2 | 1.8 | 0.0087463 | 0.076492 | 0.004541 | 0.0098211 | 0.085892 | 0.004541 | 0.011575 | 0.10123 | 0.004541 | 0.01471 | 0.12864 | 0.004541
442 | 952.924 | 2 | 1.8 | 0.0087463 | 0.076492 | 0.004541 | 0.0098211 | 0.085892 | 0.004541 | 0.011575 | 0.10123 | 0.004541 | 0.01471 | 0.12864 | 0.004541
444 | 945.683 | 2 | 1.8 | 0.0087463 | 0.076492 | 0.004541 | 0.0098211 | 0.085892 | 0.004541 | 0.011575 | 0.10123 | 0.004541 | 0.01471 | 0.12864 | 0.004541
446 | 941.042 | 2 | 1.8 | 0.0087463 | 0.076492 | 0.004541 | 0.0098211 | 0.085892 | 0.004541 | 0.011575 | 0.10123 | 0.004541 | 0.01471 | 0.12864 | 0.004541
448 | 937.104 | 2 | 1.8 | 0.0087463 | 0.076492 | 0.004541 | 0.0098211 | 0.085892 | 0.004541 | 0.011575 | 0.10123 | 0.004541 | 0.01471 | 0.12864 | 0.004541
450 | 939.943 | 2 | 1.8 | 0.0087463 | 0.076492 | 0.004541 | 0.0098211 | 0.085892 | 0.004541 | 0.011575 | 0.10123 | 0.004541 | 0.01471 | 0.12864 | 0.004541
452 | 944.776 | 2 | 1.8 | 0.0087463 | 0.076492 | 0.004541 | 0.0098211 | 0.085892 | 0.004541 | 0.011575 | 0.10123 | 0.004541 | 0.01471 | 0.12864 | 0.004541
454 | 947.762 | 2 | 1.8 | 0.0087463 | 0.076492 | 0.004541 | 0.0098211 | 0.085892 | 0.004541 | 0.011575 | 0.10123 | 0.004541 | 0.01471 | 0.12864 | 0.004541
456 | 952.649 | 2 | 1.8 | 0.0087463 | 0.076492 | 0.004541 | 0.0098211 | 0.085892 | 0.004541 | 0.011575 | 0.10123 | 0.004541 | 0.01471 | 0.12864 | 0.004541
458 | 954.554 | 2 | 1.8 | 0.0087463 | 0.076492 | 0.004541 | 0.0098211 | 0.085892 | 0.004541 | 0.011575 | 0.10123 | 0.004541 | 0.01471 | 0.12864 | 0.004541
460 | 952.37 | 2 | 1.8 | 0.0087463 | 0.076492 | 0.004541 | 0.0098211 | 0.085892 | 0.004541 | 0.011575 | 0.10123 | 0.004541 | 0.01471 | 0.12864 | 0.004541
462 | 947.552 | 2 | 1.8 | 0.0087463 | 0.076492 | 0.004541 | 0.0098211 | 0.085892 | 0.004541 | 0.011575 | 0.10123 | 0.004541 | 0.01471 | 0.12864 | 0.004541
464 | 941.898 | 2 | 1.8 | 0.0087463 | 0.076492 | 0.004541 | 0.0098211 | 0.085892 | 0.004541 | 0.011575 | 0.10123 | 0.004541 | 0.01471 | 0.12864 | 0.004541
466 | 940.521 | 2 | 1.8 | 0.0087463 | 0.076492 | 0.004541 | 0.0098211 | 0.085892 | 0.004541 | 0.011575 | 0.10123 | 0.004541 | 0.01471 | 0.12864 | 0.004541
468 | 939.702 | 2 | 1.8 | 0.0087463 | 0.076492 | 0.004541 | 0.0098211 | 0.085892 | 0.004541 | 0.011575 | 0.10123 | 0.004541 | 0.01471 | 0.12864 | 0.004541
470 | 937.147 | 2 | 1.8 | 0.0087463 | 0.076492 | 0.004541 | 0.0098211 | 0.085892 | 0.004541 | 0.011575 | 0.10123 | 0.004541 | 0.01471 | 0.12864 | 0.004541
472 | 933.872 | 2 | 1.8 | 0.0087463 | 0.076492 | 0.004541 | 0.0098211 | 0.085892 | 0.004541 | 0.011575 | 0.10123 | 0.004541 | 0.01471 | 0.12864 | 0.004541
474 | 933.184 | 2 | 1.8 | 0.0087463 | 0.076492 | 0.004541 | 0.0098211 | 0.085892 | 0.004541 | 0.011575 | 0.10123 | 0.004541 | 0.01471 | 0.12864 | 0.004541
476 | 939.292 | 2 | 1.8 | 0.0087463 | 0.076492 | 0.004541 | 0.0098211 | 0.085892 | 0.004541 | 0.011575 | 0.10123 | 0.004541 | 0.01471 | 0.12864 | 0.004541
478 | 944.619 | 2 | 1.8 | 0.0087463 | 0.076492 | 0.004541 | 0.0098211 | 0.085892 | 0.004541 | 0.011575 | 0.10123 | 0.004541 | 0.01471 | 0.12864 | 0.004541
480 | 954.023 | 2 | 1.8 | 0.0087463 | 0.076492 | 0.004541 | 0.0098211 | 0.085892 | 0.004541 | 0.011575 | 0.10123 | 0.004541 | 0.01471 | 0.12864 | 0.004541
482 | 968.263 | 2 | 1.8 | 0.0087463 | 0.076492 | 0.004541 | 0.0098211 | 0.085892 | 0.004541 | 0.011575 | 0.10123 | 0.004541 | 0.01471 | 0.12864 | 0.004541
484 | 970.384 | 2 | 1.8 | 0.0087463 | 0.076492 | 0.004541 | 0.0098211 | 0.085892 | 0.004541 | 0.011575 | 0.10123 | 0.004541 | 0.01471 | 0.12864 | 0.004541
486 | 964.636 | 2 | 1.8 | 0.0087463 | 0.076492 | 0.004541 | 0.0098211 | 0.085892 | 0.004541 | 0.011575 | 0.10123 | 0.004541 | 0.01471 | 0.12864 | 0.004541
488 | 956.631 | 2 | 1.8 | 0.0087463 | 0.076492 | 0.004541 | 0.0098211 | 0.085892 | 0.004541 | 0.011575 | 0.10123 | 0.004541 | 0.01471 | 0.12864 | 0.004541
490 | 947.426 | 2 | 1.8 | 0.0087463 | 0.076492 | 0.004541 | 0.0098211 | 0.085892 | 0.004541 | 0.011575 | 0.10123 | 0.004541 | 0.01471 | 0.12864 | 0.004541
492 | 941.72 | 2 | 1.8 | 0.0087463 | 0.076492 | 0.004541 | 0.0098211 | 0.085892 | 0.004541 | 0.011575 | 0.10123 | 0.004541 | 0.01471 | 0.12864 | 0.004541
494 | 935.985 | 2 | 1.8 | 0.0087463 | 0.076492 | 0.004541 | 0.0098211 | 0.085892 | 0.004541 | 0.011575 | 0.10123 | 0.004541 | 0.01471 | 0.12864 | 0.004541
496 | 930.475 | 2 | 1.8 | 0.0087463 | 0.076492 | 0.004541 | 0.0098211 | 0.085892 | 0.004541 | 0.011575 | 0.10123 | 0.004541 | 0.01471 | 0.12864 | 0.004541
498 | 927.611 | 2 | 1.8 | 0.0087463 | 0.076492 | 0.004541 | 0.0098211 | 0.085892 | 0.004541 | 0.011575 | 0.10123 | 0.004541 | 0.01471 | 0.12864 | 0.004541
500 | 931.256 | 2 | 1.8 | 0.0087463 | 0.076492 | 0.004541 | 0.0098211 | 0.085892 | 0.004541 | 0.011575 | 0.10123 | 0.004541 | 0.01471 | 0.12864 | 0.004541
502 | 920.044 | 2 | 1.8 | 0.0087463 | 0.076492 | 0.004541 | 0.0098211 | 0.085892 | 0.004541 | 0.011575 | 0.10123 | 0.004541 | 0.01471 | 0.12864 | 0.004541
504 | 911.78 | 2 | 1.8 | 0.0087463 | 0.076492 | 0.004541 | 0.0098211 | 0.085892 | 0.004541 | 0.011575 | 0.10123 | 0.004541 | 0.01471 | 0.12864 | 0.004541
506 | 907.989 | 2 | 1.8 | 0.0087463 | 0.076492 | 0.004541 | 0.0098211 | 0.085892 | 0.004541 | 0.011575 | 0.10123 | 0.004541 | 0.01471 | 0.12864 | 0.004541
508 | 907.289 | 2 | 1.5 | 0.0090113 | 0.1961 | 0.0094162 | 0.010137 | 0.2206 | 0.0094162 | 0.01198 | 0.2607 | 0.0094162 | 0.015294 | 0.33283 | 0.0094162
510 | 900.577 | 2 | 1.5 | 0.0090113 | 0.1961 | 0.0094162 | 0.010137 | 0.2206 | 0.0094162 | 0.01198 | 0.2607 | 0.0094162 | 0.015294 | 0.33283 | 0.0094162
512 | 902.112 | 2 | 1.5 | 0.0090113 | 0.1961 | 0.0094162 | 0.010137 | 0.2206 | 0.0094162 | 0.01198 | 0.2607 | 0.0094162 | 0.015294 | 0.33283 | 0.0094162
514 | 900.179 | 2 | 1.5 | 0.0090113 | 0.1961 | 0.0094162 | 0.010137 | 0.2206 | 0.0094162 | 0.01198 | 0.2607 | 0.0094162 | 0.015294 | 0.33283 | 0.0094162
516 | 903.811 | 2 | 1.5 | 0.0090113 | 0.1961 | 0.0094162 | 0.010137 | 0.2206 | 0.0094162 | 0.01198 | 0.2607 | 0.0094162 | 0.015294 | 0.33283 | 0.0094162
518 | 910.027 | 2 | 1.5 | 0.0090113 | 0.1961 | 0.0094162 | 0.010137 | 0.2206 | 0.0094162 | 0.01198 | 0.2607 | 0.0094162 | 0.015294 | 0.33283 | 0.0094162
520 | 911.131 | 2 | 1.5 | 0.0090113 | 0.1961 | 0.0094162 | 0.010137 | 0.2206 | 0.0094162 | 0.01198 | 0.2607 | 0.0094162 | 0.015294 | 0.33283 | 0.0094162

## Pumping Costs
Option 3A Pumping Costs
PS 1
New Pipe - Year 4 to 18 |  | Average Pipe - Year 19 to 33 |  | Old Pipe - Year 34 to 48 |  | Biofilmed Pipe - Year 49 to 63
Pumping Head (m) | 50 | Pumping Head (m) | 50 | Pumping Head (m) | 50 | Pumping Head (m) | 50
Gravitational Head (m) | -32.652 | Gravitational Head (m) | -32.652 | Gravitational Head (m) | -32.652 | Gravitational Head (m) | -32.652
Flow Rate (m3/s) | 5.3102 | Flow Rate (m3/s) | 5.0289 | Flow Rate (m3/s) | 4.6528 | Flow Rate (m3/s) | 4.1503
Pumping Hours per Day | 24 | Pumping Hours per Day | 24 | Pumping Hours per Day | 24 | Pumping Hours per Day | 24
Peak Design Flow (m3/s) | 4.083 | Peak Design Flow | 4.083 | Peak Design Flow | 4.083 | Peak Design Flow | 4.083
Required Pumping Hours | 18.5 | Required Pumping Hours | 19.5 | Required Pumping Hours | 21.1 | Required Pumping Hours | 23.6
Pumpstation Power (kW) | 2342 | Pumpstation Power (kW) | 2342 | Pumpstation Power (kW) | 2342 | Pumpstation Power (kW) | 2342
Pumping Days per Year | 347 | Pumping Days per Year | 347 | Pumping Days per Year | 347 | Pumping Days per Year | 347
Fixed Power Cost per Month | 28.699 | Fixed Power Cost per Month | 28.699 | Fixed Power Cost per Month | 28.699 | Fixed Power Cost per Month | 28.699
Fixed power Cost per Year | 344.388 | Fixed power Cost per Year | 344.388 | Fixed power Cost per Year | 344.388 | Fixed power Cost per Year | 344.388
Power Cost Per kWh | 0.45056 | Power Cost Per kWh | 0.45056 | Power Cost Per kWh | 0.45056 | Power Cost Per kWh | 0.45056
Energy Cost Per Year | 6774274.7406 | Energy Cost Per Year | 7140433.1381 | Energy Cost Per Year | 7726286.574 | Energy Cost Per Year | 8641682.5676
Option 3A Pumping Costs
PS 2
New Pipe - Year 4 to 18 |  | Average Pipe - Year 19 to 33 |  | Old Pipe - Year 34 to 48 |  | Biofilmed Pipe - Year 49 to 63
Pumping Head (m) | 160 | Pumping Head (m) | 160 | Pumping Head (m) | 160 | Pumping Head (m) | 160
Gravitational Head (m) | 92.851 | Gravitational Head (m) | 92.851 | Gravitational Head (m) | 92.851 | Gravitational Head (m) | 92.851
Flow Rate (m3/s) | 5.2108 | Flow Rate (m3/s) | 4.9323 | Flow Rate (m3/s) | 4.5602 | Flow Rate (m3/s) | 4.0633
Pumping Hours per Day | 24 | Pumping Hours per Day | 24 | Pumping Hours per Day | 24 | Pumping Hours per Day | 24
Peak Design Flow (m3/s) | 4.083 | Peak Design Flow | 4.083 | Peak Design Flow | 4.083 | Peak Design Flow | 4.083
Required Pumping Hours | 18.8 | Required Pumping Hours | 19.9 | Required Pumping Hours | 21.5 | Required Pumping Hours | 24
Pumpstation Power (kW) | 7493 | Pumpstation Power (kW) | 7493 | Pumpstation Power (kW) | 7493 | Pumpstation Power (kW) | 7493
Pumping Days per Year | 347 | Pumping Days per Year | 347 | Pumping Days per Year | 347 | Pumping Days per Year | 347
Fixed Power Cost per Month | 28.699 | Fixed Power Cost per Month | 28.699 | Fixed Power Cost per Month | 28.699 | Fixed Power Cost per Month | 28.699
Fixed power Cost per Year | 344.388 | Fixed power Cost per Year | 344.388 | Fixed power Cost per Year | 344.388 | Fixed power Cost per Year | 344.388
Power Cost Per kWh | 0.45056 | Power Cost Per kWh | 0.45056 | Power Cost Per kWh | 0.45056 | Power Cost Per kWh | 0.45056
Energy Cost Per Year | 22024318.5955 | Energy Cost Per Year | 23312955.3842 | Energy Cost Per Year | 25187336.1678 | Energy Cost Per Year | 28116056.1422
Pipe Type | Energy Cost Per Year PS 1 | Energy Cost Per Year PS 2
New Pipe | 6774274.7406 | 22024318.5955
Average Pipe | 7140433.1381 | 23312955.3842
Old Pipe | 7726286.574 | 25187336.1678
Biofilm Pipe | 8641682.5676 | 28116056.1422
Pipe Type | Energy Cost Per Year PS 1 (Pula) | Energy Cost Per Year PS 2 (Pula)
New Pipe | 7451702.2147 | 24226750.455
Average Pipe | 7854476.4519 | 25644250.9226
Old Pipe | 8498915.2314 | 27706069.7846
Biofilm Pipe | 9505850.8243 | 30927661.7565

## Life Cycle Costing (Pula)
Table 28: Option 3A Life Cycle Costing (Pula)
Year | Reference Year | Capital Cost | Electricity - Pumping Cost | Maintenance Cost | NPV at 6% Discount Rate | NPV at 8% Discount Rate | NPV at 10% Discount Rate
2010 | 0 | 2106448068.6844 |  |  | 2106448068.6844 | 2106448068.6844 | 2106448068.6844
2011 | 1 | 2106448068.6844 |  |  | 2106448068.6844 | 2106448068.6844 | 2106448068.6844
2012 | 2 | 2106448068.6844 |  |  | 2106448068.6844 | 2106448068.6844 | 2106448068.6844
2013 | 3 | 2106448068.6844 |  |  | 2106448068.6844 | 2106448068.6844 | 2106448068.6844
2014 | 4 | 0 | 26180539.3965 | 48004624.2725 | 58761598.0484 | 54528309.9313 | 50669464.9743
2015 | 5 | 0 | 26180539.3965 | 48004624.2725 | 55435469.857 | 50489175.8623 | 46063149.9767
2016 | 6 | 0 | 26180539.3965 | 48004624.2725 | 52297613.0727 | 46749236.9095 | 41875590.8879
2017 | 7 | 0 | 26180539.3965 | 48004624.2725 | 49337370.8233 | 43286330.4718 | 38068718.989
2018 | 8 | 0 | 26180539.3965 | 48004624.2725 | 46544689.4559 | 40079935.622 | 34607926.3536
2019 | 9 | 0 | 26180539.3965 | 48004624.2725 | 43910084.3924 | 37111051.5019 | 31461751.2306
2020 | 10 | 0 | 26180539.3965 | 48004624.2725 | 41424607.9173 | 34362084.7239 | 28601592.0278
2021 | 11 | 0 | 26180539.3965 | 48004624.2725 | 39079818.7899 | 31816745.1148 | 26001447.298
2022 | 12 | 0 | 26180539.3965 | 48004624.2725 | 36867753.5754 | 29459949.1803 | 23637679.3618
2023 | 13 | 0 | 26180539.3965 | 48004624.2725 | 34780899.5994 | 27277730.7225 | 21488799.4198
2024 | 14 | 0 | 26180539.3965 | 48004624.2725 | 32812169.4334 | 25257158.0764 | 19535272.1998
2025 | 15 | 0 | 26180539.3965 | 48004624.2725 | 30954876.824 | 23386257.4782 | 17759338.3635
2026 | 16 | 0 | 26180539.3965 | 48004624.2725 | 29202713.9849 | 21653942.1094 | 16144853.0577
2027 | 17 | 0 | 26180539.3965 | 48004624.2725 | 27549730.1744 | 20049946.3976 | 14677139.1434
2028 | 18 | 0 | 26180539.3965 | 48004624.2725 | 25990311.4853 | 18564765.183 | 13342853.7667
2029 | 19 | 0 | 27684898.6566 | 48004624.2725 | 25016372.0865 | 17538175.5808 | 12375841.8208
2030 | 20 | 0 | 27684898.6566 | 48004624.2725 | 23600351.025 | 16239051.4637 | 11250765.2916
2031 | 21 | 0 | 27684898.6566 | 48004624.2725 | 22264482.0991 | 15036158.7627 | 10227968.4469
2032 | 22 | 0 | 27684898.6566 | 48004624.2725 | 21004228.3954 | 13922369.2247 | 9298153.1336
2033 | 23 | 0 | 27684898.6566 | 48004624.2725 | 19815309.807 | 12891082.6155 | 8452866.485
2034 | 24 | 0 | 27684898.6566 | 48004624.2725 | 18693688.4971 | 11936187.6069 | 7684424.0773
2035 | 25 | 0 | 27684898.6566 | 48004624.2725 | 17635555.186 | 11052025.562 | 6985840.0703
2036 | 26 | 0 | 27684898.6566 | 48004624.2725 | 16637316.2132 | 10233357.0018 | 6350763.7003
2037 | 27 | 0 | 27684898.6566 | 48004624.2725 | 15695581.3332 | 9475330.5572 | 5773421.5457
2038 | 28 | 0 | 27684898.6566 | 48004624.2725 | 14807152.2011 | 8773454.2197 | 5248565.0415
2039 | 29 | 0 | 27684898.6566 | 48004624.2725 | 13969011.5105 | 8123568.7219 | 4771422.765
2040 | 30 | 0 | 27684898.6566 | 48004624.2725 | 13178312.7457 | 7521822.8907 | 4337657.0591
2041 | 31 | 0 | 27684898.6566 | 48004624.2725 | 12432370.5149 | 6964650.8247 | 3943324.5992
2042 | 32 | 0 | 27684898.6566 | 48004624.2725 | 11728651.4291 | 6448750.7636 | 3584840.5447
2043 | 33 | 0 | 27684898.6566 | 48004624.2725 | 11064765.4992 | 5971065.5218 | 3258945.9498
2044 | 34 | 0 | 29921475.2198 | 48004624.2725 | 10746907.717 | 5692135.7918 | 3050223.3634
2045 | 35 | 0 | 29921475.2198 | 48004624.2725 | 10138592.1858 | 5270496.1035 | 2772930.3303
2046 | 36 | 0 | 29921475.2198 | 48004624.2725 | 9564709.6093 | 4880088.9847 | 2520845.7548
2047 | 37 | 0 | 29921475.2198 | 48004624.2725 | 9023310.9522 | 4518600.9118 | 2291677.959
2048 | 38 | 0 | 29921475.2198 | 48004624.2725 | 8512557.502 | 4183889.7331 | 2083343.599
2049 | 39 | 0 | 29921475.2198 | 48004624.2725 | 8030714.6246 | 3873971.9751 | 1893948.7264
2050 | 40 | 0 | 29921475.2198 | 48004624.2725 | 7576145.8722 | 3587011.0881 | 1721771.5695
2051 | 41 | 0 | 29921475.2198 | 48004624.2725 | 7147307.4266 | 3321306.563 | 1565246.8813
2052 | 42 | 0 | 29921475.2198 | 48004624.2725 | 6742742.8553 | 3075283.8547 | 1422951.7103
2053 | 43 | 0 | 29921475.2198 | 48004624.2725 | 6361078.1654 | 2847485.0506 | 1293592.4639
2054 | 44 | 0 | 29921475.2198 | 48004624.2725 | 6001017.1372 | 2636560.2321 | 1175993.149
2055 | 45 | 0 | 29921475.2198 | 48004624.2725 | 5661336.9219 | 2441259.4741 | 1069084.6809
2056 | 46 | 0 | 29921475.2198 | 48004624.2725 | 5340883.8885 | 2260425.439 | 971895.1645
2057 | 47 | 0 | 29921475.2198 | 48004624.2725 | 5038569.7062 | 2092986.5176 | 883541.0586
2058 | 48 | 0 | 29921475.2198 | 48004624.2725 | 4753367.6473 | 1937950.4793 | 803219.1442
2059 | 49 | 0 | 33416126.0998 | 48004624.2725 | 4685411.1049 | 1874869.662 | 762945.521
2060 | 50 | 0 | 33416126.0998 | 48004624.2725 | 4420199.1556 | 1735990.4278 | 693586.8373
2061 | 51 | 0 | 33416126.0998 | 48004624.2725 | 4169999.2034 | 1607398.5443 | 630533.4884
2062 | 52 | 0 | 33416126.0998 | 48004624.2725 | 3933961.5126 | 1488331.9854 | 573212.2622
2063 | 53 | 0 | 33416126.0998 | 48004624.2725 | 3711284.4459 | 1378085.1717 | 521102.0565
2064 | 54 | 0 | 33416126.0998 | 48004624.2725 | 3501211.7414 | 1276004.7886 | 473729.1423
2065 | 55 | 0 | 33416126.0998 | 48004624.2725 | 3303029.9447 | 1181485.9154 | 430662.8566
2066 | 56 | 0 | 33416126.0998 | 48004624.2725 | 3116065.9856 | 1093968.4402 | 391511.6879
2067 | 57 | 0 | 33416126.0998 | 48004624.2725 | 2939684.8921 | 1012933.7409 | 355919.7162
2068 | 58 | 0 | 33416126.0998 | 48004624.2725 | 2773287.634 | 937901.6119 | 323563.3784
2069 | 59 | 0 | 33416126.0998 | 48004624.2725 | 2616309.0887 | 868427.4185 | 294148.5258
2070 | 60 | 0 | 33416126.0998 | 48004624.2725 | 2468216.1214 | 804099.4615 | 267407.7507
2071 | 61 | 0 | 33416126.0998 | 48004624.2725 | 2328505.7749 | 744536.5385 | 243097.9552
2072 | 62 | 0 | 33416126.0998 | 48004624.2725 | 2196703.5612 | 689385.6838 | 220998.1411
2073 | 63 | 0 | 33416126.0998 | 48004624.2725 | 2072361.8502 | 638320.0776 | 200907.401
[5 empty] | 9447160604.9428 | 9161943137.007 | 8985176244.5952

## Life Cycle Costing
Table 28: Option 3A Life Cycle Costing
Year | Reference Year | Capital Cost | Electricity - Pumping Cost | Maintenance Cost | NPV at 6% Discount Rate | NPV at 8% Discount Rate | NPV at 10% Discount Rate
2010 | 0 | 2317092875.5529 |  |  | 2317092875.5529 | 2317092875.5529 | 2317092875.5529
2011 | 1 | 2317092875.5529 |  |  | 2317092875.5529 | 2317092875.5529 | 2317092875.5529
2012 | 2 | 2317092875.5529 |  |  | 2317092875.5529 | 2317092875.5529 | 2317092875.5529
2013 | 3 | 2317092875.5529 |  |  | 2317092875.5529 | 2317092875.5529 | 2317092875.5529
2014 | 4 | 0 | 28798593.3361 | 52805086.6997 | 64637757.8533 | 59981140.9244 | 55736411.4718
2015 | 5 | 0 | 28798593.3361 | 52805086.6997 | 60979016.8427 | 55538093.4485 | 50669464.9743
2016 | 6 | 0 | 28798593.3361 | 52805086.6997 | 57527374.3799 | 51424160.6005 | 46063149.9767
2017 | 7 | 0 | 28798593.3361 | 52805086.6997 | 54271107.9056 | 47614963.519 | 41875590.8879
2018 | 8 | 0 | 28798593.3361 | 52805086.6997 | 51199158.4015 | 44087929.1842 | 38068718.989
2019 | 9 | 0 | 28798593.3361 | 52805086.6997 | 48301092.8316 | 40822156.652 | 34607926.3536
2020 | 10 | 0 | 28798593.3361 | 52805086.6997 | 45567068.7091 | 37798293.1963 | 31461751.2306
2021 | 11 | 0 | 28798593.3361 | 52805086.6997 | 42987800.6689 | 34998419.6262 | 28601592.0278
2022 | 12 | 0 | 28798593.3361 | 52805086.6997 | 40554528.9329 | 32405944.0984 | 26001447.298
2023 | 13 | 0 | 28798593.3361 | 52805086.6997 | 38258989.5594 | 30005503.7948 | 23637679.3618
2024 | 14 | 0 | 28798593.3361 | 52805086.6997 | 36093386.3768 | 27782873.8841 | 21488799.4198
2025 | 15 | 0 | 28798593.3361 | 52805086.6997 | 34050364.5064 | 25724883.226 | 19535272.1998
2026 | 16 | 0 | 28798593.3361 | 52805086.6997 | 32122985.3834 | 23819336.3204 | 17759338.3635
2027 | 17 | 0 | 28798593.3361 | 52805086.6997 | 30304703.1919 | 22054941.0374 | 16144853.0577
2028 | 18 | 0 | 28798593.3361 | 52805086.6997 | 28589342.6338 | 20421241.7013 | 14677139.1434
2029 | 19 | 0 | 30453388.5223 | 52805086.6997 | 27518009.2952 | 19291993.1389 | 13613426.0028
2030 | 20 | 0 | 30453388.5223 | 52805086.6997 | 25960386.1275 | 17862956.6101 | 12375841.8208
2031 | 21 | 0 | 30453388.5223 | 52805086.6997 | 24490930.309 | 16539774.639 | 11250765.2916
2032 | 22 | 0 | 30453388.5223 | 52805086.6997 | 23104651.2349 | 15314606.1472 | 10227968.4469
2033 | 23 | 0 | 30453388.5223 | 52805086.6997 | 21796840.7877 | 14180190.877 | 9298153.1336
2034 | 24 | 0 | 30453388.5223 | 52805086.6997 | 20563057.3468 | 13129806.3676 | 8452866.485
2035 | 25 | 0 | 30453388.5223 | 52805086.6997 | 19399110.7046 | 12157228.1182 | 7684424.0773
2036 | 26 | 0 | 30453388.5223 | 52805086.6997 | 18301047.8345 | 11256692.702 | 6985840.0703
2037 | 27 | 0 | 30453388.5223 | 52805086.6997 | 17265139.4665 | 10422863.613 | 6350763.7003
2038 | 28 | 0 | 30453388.5223 | 52805086.6997 | 16287867.4212 | 9650799.6416 | 5773421.5457
2039 | 29 | 0 | 30453388.5223 | 52805086.6997 | 15365912.6615 | 8935925.5941 | 5248565.0415
2040 | 30 | 0 | 30453388.5223 | 52805086.6997 | 14496144.0203 | 8274005.1797 | 4771422.765
2041 | 31 | 0 | 30453388.5223 | 52805086.6997 | 13675607.5663 | 7661115.9072 | 4337657.0591
2042 | 32 | 0 | 30453388.5223 | 52805086.6997 | 12901516.572 | 7093625.84 | 3943324.5992
2043 | 33 | 0 | 30453388.5223 | 52805086.6997 | 12171242.0491 | 6568172.074 | 3584840.5447
2044 | 34 | 0 | 32913622.7418 | 52805086.6997 | 11821598.4887 | 6261349.371 | 3355245.6997
2045 | 35 | 0 | 32913622.7418 | 52805086.6997 | 11152451.4044 | 5797545.7139 | 3050223.3634
2046 | 36 | 0 | 32913622.7418 | 52805086.6997 | 10521180.5702 | 5368097.8832 | 2772930.3303
2047 | 37 | 0 | 32913622.7418 | 52805086.6997 | 9925642.0474 | 4970461.003 | 2520845.7548
2048 | 38 | 0 | 32913622.7418 | 52805086.6997 | 9363813.2522 | 4602278.7065 | 2291677.959
2049 | 39 | 0 | 32913622.7418 | 52805086.6997 | 8833786.087 | 4261369.1726 | 2083343.599
2050 | 40 | 0 | 32913622.7418 | 52805086.6997 | 8333760.4595 | 3945712.1969 | 1893948.7264
2051 | 41 | 0 | 32913622.7418 | 52805086.6997 | 7862038.1693 | 3653437.2193 | 1721771.5695
2052 | 42 | 0 | 32913622.7418 | 52805086.6997 | 7417017.1408 | 3382812.2401 | 1565246.8813
2053 | 43 | 0 | 32913622.7418 | 52805086.6997 | 6997185.9819 | 3132233.5557 | 1422951.7103
2054 | 44 | 0 | 32913622.7418 | 52805086.6997 | 6601118.8509 | 2900216.2553 | 1293592.4639
2055 | 45 | 0 | 32913622.7418 | 52805086.6997 | 6227470.614 | 2685385.4215 | 1175993.149
2056 | 46 | 0 | 32913622.7418 | 52805086.6997 | 5874972.2774 | 2486467.9829 | 1069084.6809
2057 | 47 | 0 | 32913622.7418 | 52805086.6997 | 5542426.6768 | 2302285.1694 | 971895.1645
2058 | 48 | 0 | 32913622.7418 | 52805086.6997 | 5228704.4121 | 2131745.5272 | 883541.0586
2059 | 49 | 0 | 36757738.7098 | 52805086.6997 | 5153952.2154 | 2062356.6283 | 839240.0731
2060 | 50 | 0 | 36757738.7098 | 52805086.6997 | 4862219.0712 | 1909589.4706 | 762945.521
2061 | 51 | 0 | 36757738.7098 | 52805086.6997 | 4586999.1237 | 1768138.3987 | 693586.8373
2062 | 52 | 0 | 36757738.7098 | 52805086.6997 | 4327357.6639 | 1637165.184 | 630533.4884
2063 | 53 | 0 | 36757738.7098 | 52805086.6997 | 4082412.8905 | 1515893.6889 | 573212.2622
2064 | 54 | 0 | 36757738.7098 | 52805086.6997 | 3851332.9155 | 1403605.2675 | 521102.0565
2065 | 55 | 0 | 36757738.7098 | 52805086.6997 | 3633332.9392 | 1299634.5069 | 473729.1423
2066 | 56 | 0 | 36757738.7098 | 52805086.6997 | 3427672.5841 | 1203365.2842 | 430662.8566
2067 | 57 | 0 | 36757738.7098 | 52805086.6997 | 3233653.3813 | 1114227.115 | 391511.6879
2068 | 58 | 0 | 36757738.7098 | 52805086.6997 | 3050616.3974 | 1031691.7731 | 355919.7162
2069 | 59 | 0 | 36757738.7098 | 52805086.6997 | 2877939.9976 | 955270.1603 | 323563.3784
2070 | 60 | 0 | 36757738.7098 | 52805086.6997 | 2715037.7336 | 884509.4077 | 294148.5258
2071 | 61 | 0 | 36757738.7098 | 52805086.6997 | 2561356.3524 | 818990.1923 | 267407.7507
2072 | 62 | 0 | 36757738.7098 | 52805086.6997 | 2416373.9174 | 758324.2521 | 243097.9552
2073 | 63 | 0 | 36757738.7098 | 52805086.6997 | 2279598.0353 | 702152.0853 | 220998.1411
[5 empty] | 10391876665.4371 | 10078137450.7077 | 9883693869.0547