## Cost Estimates
Air Valve, Scour Valve & Isolating Budget |  |  |  | Steel Pipe Prices |  | Pump Station Costs - DWA 2003 Escalated to 2010 |  | Electricity Costs | Pula | Rand | Reservoir Costing |  | Minor Loss - k | 150 | Pipe Trench Excavation & Back Fill
Pipe Diameter (mm) | Civil Rate/m | Mechanical Rate/m | Total R/m | Coating Cost Per m2 | 200 | PS Capacity kW | Cost R/kW | Fixed Charge Per Month | 26.09 | 28.699 | Reservoir (incl. earthowrks and lining) per m3 | 80 |  |  | Excavation Cost (R/m3) | 50
500 | 40 | 70 | 110 | Steel Pipe Cost Per Ton | 17.5 | 100 | 30227.6622 | Energy Charge Per kWh | 0.4096 | 0.45056 |  |  | Friction Factors |  | Bedding and Cradle Fill (R/m3) | 165
600 | 40 | 80 | 120 | Delivery Cost Per m | 85 | 200 | 25032.9622 | [5 empty] | Ks (mm) - New | 0.03 | Main Fill (R/m3) | 55
700 | 40 | 100 | 140 | Laying and Joining 20% of Pipe Price |  | 300 | 22423.6676 | [5 empty] | Ks (mm) - Average | 0.06 | Spoil (R/m3) | 45
800 | 40 | 140 | 180 |  |  | 400 | 20740.1478 | [5 empty] | Ks (mm) - Old | 0.15
900 | 40 | 190 | 230 |  |  | 500 | 19523.2464 | [5 empty] | Ks (mm) - Biofilm | 0.5
1000 | 40 | 250 | 290 |  |  | 600 | 18582.6012
1100 | 40 | 360 | 400 |  |  | 700 | 17823.054
1200 | 50 | 460 | 510 |  |  | 800 | 17190.3824
1300 | 50 | 480 | 530 |  |  | 900 | 16651.2418
1400 | 50 | 500 | 550 |  |  | 1000 | 16183.5318
1500 | 50 | 530 | 580 |  |  | 2000 | 13420.2993
1600 | 60 | 560 | 620 |  |  | 3000 | 12030.295
1700 | 60 | 580 | 640 |  |  | 5000 | 10484.1624
1800 | 60 | 600 | 660 |  |  | 6000 | 9982.2899
1900 | 70 | 640 | 710 |  |  | 7000 | 9576.9667
2000 | 70 | 680 | 750 |  |  | 8000 | 9239.3348
2100 | 70 | 720 | 790 |  |  | 9000 | 8951.5188
2200 | 80 | 760 | 840 |  |  | 10000 | 8701.7305
2300 | 80 | 770 | 850 |  |  | 20000 | 7225.0136
2400 | 90 | 810 | 900 |  |  | 40000 | 6001.0824
2500 | 90 | 850 | 940 |  |  | 50000 | 5653.4377
[6 empty] | 60000 | 5384.5442
[6 empty] | 70000 | 5167.2937
[6 empty] | 80000 | 4986.2759
[6 empty] | 90000 | 4831.929
[6 empty] | 100000 | 4697.9511

## Pipeline Pricing
Option 6A Pipeline Pricing
Chainage (km) | Elevation (m) | Section Length (km) | Diameter (m) | Pipe Wall thickness (mm) | Steel Mass (kg) | Pipe Area (m2) | Coating Cost | Delivery Cost | Pipe Cost | Chamber Cost R/m | Chamber Cost R | Pumpstation Name | Pump Station Power | Reservoir Name | Volume m3
2 | 1069.018 | 0 | 1.9 | 11.875 | 0 | 0 | 0 | 0 | 0 | 710 | 0 | PS1 | 2342 | BPT 3 | 35277.12
4 | 1067.321 | 2 | 1.9 | 11.875 | 1105894.9783 | 11938.0521 | 2387610.4167 | 170000 | 19353162.121 | 710 | 1420000 | PS3 | 5620 | BPT 5 | 35277.12
6 | 1064.035 | 2 | 1.9 | 11.875 | 1105894.9783 | 11938.0521 | 2387610.4167 | 170000 | 19353162.121 | 710 | 1420000 | PS 2 | 7493 | BPT 4 | 35277.12
8 | 1063.832 | 2 | 1.9 | 11.875 | 1105894.9783 | 11938.0521 | 2387610.4167 | 170000 | 19353162.121 | 710 | 1420000 |  |  | BPT 2 | 35277.12
10 | 1067.893 | 2 | 1.9 | 11.875 | 1105894.9783 | 11938.0521 | 2387610.4167 | 170000 | 19353162.121 | 710 | 1420000
12 | 1075.133 | 2 | 1.9 | 11.875 | 1105894.9783 | 11938.0521 | 2387610.4167 | 170000 | 19353162.121 | 710 | 1420000
14 | 1082.768 | 2 | 1.9 | 11.875 | 1105894.9783 | 11938.0521 | 2387610.4167 | 170000 | 19353162.121 | 710 | 1420000
16 | 1089.726 | 2 | 1.9 | 11.875 | 1105894.9783 | 11938.0521 | 2387610.4167 | 170000 | 19353162.121 | 710 | 1420000
18 | 1094.131 | 2 | 1.9 | 11.875 | 1105894.9783 | 11938.0521 | 2387610.4167 | 170000 | 19353162.121 | 710 | 1420000
20 | 1097.897 | 2 | 1.9 | 11.875 | 1105894.9783 | 11938.0521 | 2387610.4167 | 170000 | 19353162.121 | 710 | 1420000
22 | 1101.67 | 2 | 1.9 | 11.875 | 1105894.9783 | 11938.0521 | 2387610.4167 | 170000 | 19353162.121 | 710 | 1420000
24 | 1095.952 | 2 | 1.9 | 11.875 | 1105894.9783 | 11938.0521 | 2387610.4167 | 170000 | 19353162.121 | 710 | 1420000
26 | 1090.107 | 2 | 1.9 | 11.875 | 1105894.9783 | 11938.0521 | 2387610.4167 | 170000 | 19353162.121 | 710 | 1420000
28 | 1085.781 | 2 | 1.9 | 11.875 | 1105894.9783 | 11938.0521 | 2387610.4167 | 170000 | 19353162.121 | 710 | 1420000
30 | 1081.89 | 2 | 1.9 | 11.875 | 1105894.9783 | 11938.0521 | 2387610.4167 | 170000 | 19353162.121 | 710 | 1420000
32 | 1077.937 | 2 | 1.9 | 11.875 | 1105894.9783 | 11938.0521 | 2387610.4167 | 170000 | 19353162.121 | 710 | 1420000
34 | 1074.89 | 2 | 1.9 | 11.875 | 1105894.9783 | 11938.0521 | 2387610.4167 | 170000 | 19353162.121 | 710 | 1420000
36 | 1071.114 | 2 | 1.9 | 11.875 | 1105894.9783 | 11938.0521 | 2387610.4167 | 170000 | 19353162.121 | 710 | 1420000
38 | 1065.311 | 2 | 1.9 | 11.875 | 1105894.9783 | 11938.0521 | 2387610.4167 | 170000 | 19353162.121 | 710 | 1420000
40 | 1059.051 | 2 | 1.9 | 11.875 | 1105894.9783 | 11938.0521 | 2387610.4167 | 170000 | 19353162.121 | 710 | 1420000
42 | 1054.28 | 2 | 1.9 | 11.875 | 1105894.9783 | 11938.0521 | 2387610.4167 | 170000 | 19353162.121 | 710 | 1420000
44 | 1053.871 | 2 | 1.9 | 11.875 | 1105894.9783 | 11938.0521 | 2387610.4167 | 170000 | 19353162.121 | 710 | 1420000
46 | 1050.42 | 2 | 1.9 | 11.875 | 1105894.9783 | 11938.0521 | 2387610.4167 | 170000 | 19353162.121 | 710 | 1420000
48 | 1052.704 | 2 | 1.9 | 11.875 | 1105894.9783 | 11938.0521 | 2387610.4167 | 170000 | 19353162.121 | 710 | 1420000
50 | 1056.355 | 2 | 1.9 | 11.875 | 1105894.9783 | 11938.0521 | 2387610.4167 | 170000 | 19353162.121 | 710 | 1420000
52 | 1058.466 | 2 | 1.9 | 11.875 | 1105894.9783 | 11938.0521 | 2387610.4167 | 170000 | 19353162.121 | 710 | 1420000
54 | 1055.99 | 2 | 1.9 | 11.875 | 1105894.9783 | 11938.0521 | 2387610.4167 | 170000 | 19353162.121 | 710 | 1420000
56 | 1055.66 | 2 | 1.9 | 11.875 | 1105894.9783 | 11938.0521 | 2387610.4167 | 170000 | 19353162.121 | 710 | 1420000
58 | 1056.404 | 2 | 1.9 | 11.875 | 1105894.9783 | 11938.0521 | 2387610.4167 | 170000 | 19353162.121 | 710 | 1420000
60 | 1056.841 | 2 | 1.9 | 11.875 | 1105894.9783 | 11938.0521 | 2387610.4167 | 170000 | 19353162.121 | 710 | 1420000
62 | 1056.377 | 2 | 1.9 | 11.875 | 1105894.9783 | 11938.0521 | 2387610.4167 | 170000 | 19353162.121 | 710 | 1420000
64 | 1052.503 | 2 | 1.9 | 11.875 | 1105894.9783 | 11938.0521 | 2387610.4167 | 170000 | 19353162.121 | 710 | 1420000
66 | 1046.022 | 2 | 1.9 | 11.875 | 1105894.9783 | 11938.0521 | 2387610.4167 | 170000 | 19353162.121 | 710 | 1420000
68 | 1036.575 | 2 | 1.9 | 11.875 | 1105894.9783 | 11938.0521 | 2387610.4167 | 170000 | 19353162.121 | 710 | 1420000
70 | 1031.818 | 2 | 1.9 | 11.875 | 1105894.9783 | 11938.0521 | 2387610.4167 | 170000 | 19353162.121 | 710 | 1420000
72 | 1027.675 | 2 | 1.9 | 11.875 | 1105894.9783 | 11938.0521 | 2387610.4167 | 170000 | 19353162.121 | 710 | 1420000
74 | 1023.844 | 2 | 1.9 | 11.875 | 1105894.9783 | 11938.0521 | 2387610.4167 | 170000 | 19353162.121 | 710 | 1420000
76 | 1020.888 | 2 | 1.9 | 11.875 | 1105894.9783 | 11938.0521 | 2387610.4167 | 170000 | 19353162.121 | 710 | 1420000
78 | 1023.648 | 2 | 1.9 | 11.875 | 1105894.9783 | 11938.0521 | 2387610.4167 | 170000 | 19353162.121 | 710 | 1420000
80 | 1027.566 | 2 | 1.9 | 11.875 | 1105894.9783 | 11938.0521 | 2387610.4167 | 170000 | 19353162.121 | 710 | 1420000
82 | 1032.371 | 2 | 1.9 | 11.875 | 1105894.9783 | 11938.0521 | 2387610.4167 | 170000 | 19353162.121 | 710 | 1420000
84 | 1034.983 | 2 | 1.9 | 11.875 | 1105894.9783 | 11938.0521 | 2387610.4167 | 170000 | 19353162.121 | 710 | 1420000
86 | 1033.213 | 2 | 1.9 | 11.875 | 1105894.9783 | 11938.0521 | 2387610.4167 | 170000 | 19353162.121 | 710 | 1420000
88 | 1031.188 | 2 | 1.9 | 11.875 | 1105894.9783 | 11938.0521 | 2387610.4167 | 170000 | 19353162.121 | 710 | 1420000
90 | 1029.08 | 2 | 1.9 | 11.875 | 1105894.9783 | 11938.0521 | 2387610.4167 | 170000 | 19353162.121 | 710 | 1420000
92 | 1026.322 | 2 | 1.9 | 11.875 | 1105894.9783 | 11938.0521 | 2387610.4167 | 170000 | 19353162.121 | 710 | 1420000
94 | 1023.207 | 2 | 1.9 | 11.875 | 1105894.9783 | 11938.0521 | 2387610.4167 | 170000 | 19353162.121 | 710 | 1420000
96 | 1021.503 | 2 | 1.9 | 11.875 | 1105894.9783 | 11938.0521 | 2387610.4167 | 170000 | 19353162.121 | 710 | 1420000
98 | 1019.765 | 2 | 1.9 | 11.875 | 1105894.9783 | 11938.0521 | 2387610.4167 | 170000 | 19353162.121 | 710 | 1420000
100 | 1018.493 | 2 | 1.9 | 11.875 | 1105894.9783 | 11938.0521 | 2387610.4167 | 170000 | 19353162.121 | 710 | 1420000
102 | 1016.444 | 2 | 1.9 | 11.875 | 1105894.9783 | 11938.0521 | 2387610.4167 | 170000 | 19353162.121 | 710 | 1420000
104 | 1013.288 | 2 | 1.9 | 11.875 | 1105894.9783 | 11938.0521 | 2387610.4167 | 170000 | 19353162.121 | 710 | 1420000
106 | 1007.843 | 2 | 1.9 | 11.875 | 1105894.9783 | 11938.0521 | 2387610.4167 | 170000 | 19353162.121 | 710 | 1420000
108 | 1001.282 | 2 | 1.9 | 11.875 | 1105894.9783 | 11938.0521 | 2387610.4167 | 170000 | 19353162.121 | 710 | 1420000
110 | 996.609 | 2 | 1.9 | 11.875 | 1105894.9783 | 11938.0521 | 2387610.4167 | 170000 | 19353162.121 | 710 | 1420000
112 | 992.999 | 2 | 1.9 | 11.875 | 1105894.9783 | 11938.0521 | 2387610.4167 | 170000 | 19353162.121 | 710 | 1420000
114 | 993.639 | 2 | 1.9 | 11.875 | 1105894.9783 | 11938.0521 | 2387610.4167 | 170000 | 19353162.121 | 710 | 1420000
116 | 994.611 | 2 | 1.9 | 11.875 | 1105894.9783 | 11938.0521 | 2387610.4167 | 170000 | 19353162.121 | 710 | 1420000
118 | 995.751 | 2 | 1.9 | 11.875 | 1105894.9783 | 11938.0521 | 2387610.4167 | 170000 | 19353162.121 | 710 | 1420000
120 | 996.479 | 2 | 1.9 | 11.875 | 1105894.9783 | 11938.0521 | 2387610.4167 | 170000 | 19353162.121 | 710 | 1420000
122 | 996.147 | 2 | 1.9 | 11.875 | 1105894.9783 | 11938.0521 | 2387610.4167 | 170000 | 19353162.121 | 710 | 1420000
124 | 992.094 | 2 | 1.9 | 11.875 | 1105894.9783 | 11938.0521 | 2387610.4167 | 170000 | 19353162.121 | 710 | 1420000
126 | 985.623 | 2 | 1.9 | 11.875 | 1105894.9783 | 11938.0521 | 2387610.4167 | 170000 | 19353162.121 | 710 | 1420000
128 | 977.759 | 2 | 1.9 | 11.875 | 1105894.9783 | 11938.0521 | 2387610.4167 | 170000 | 19353162.121 | 710 | 1420000
130 | 969.772 | 2 | 1.9 | 11.875 | 1105894.9783 | 11938.0521 | 2387610.4167 | 170000 | 19353162.121 | 710 | 1420000
132 | 981.785 | 2 | 1.9 | 11.875 | 1105894.9783 | 11938.0521 | 2387610.4167 | 170000 | 19353162.121 | 710 | 1420000
134 | 991.458 | 2 | 1.9 | 11.875 | 1105894.9783 | 11938.0521 | 2387610.4167 | 170000 | 19353162.121 | 710 | 1420000
136 | 987.77 | 2 | 1.9 | 11.875 | 1105894.9783 | 11938.0521 | 2387610.4167 | 170000 | 19353162.121 | 710 | 1420000
138 | 982.725 | 2 | 1.9 | 11.875 | 1105894.9783 | 11938.0521 | 2387610.4167 | 170000 | 19353162.121 | 710 | 1420000
140 | 977.559 | 2 | 1.9 | 11.875 | 1105894.9783 | 11938.0521 | 2387610.4167 | 170000 | 19353162.121 | 710 | 1420000
142 | 975.289 | 2 | 1.9 | 11.875 | 1105894.9783 | 11938.0521 | 2387610.4167 | 170000 | 19353162.121 | 710 | 1420000
144 | 973.968 | 2 | 1.9 | 11.875 | 1105894.9783 | 11938.0521 | 2387610.4167 | 170000 | 19353162.121 | 710 | 1420000
146 | 962.473 | 2 | 1.9 | 11.875 | 1105894.9783 | 11938.0521 | 2387610.4167 | 170000 | 19353162.121 | 710 | 1420000
148 | 951.285 | 2 | 1.9 | 11.875 | 1105894.9783 | 11938.0521 | 2387610.4167 | 170000 | 19353162.121 | 710 | 1420000
150 | 948.174 | 2 | 1.9 | 11.875 | 1105894.9783 | 11938.0521 | 2387610.4167 | 170000 | 19353162.121 | 710 | 1420000
152 | 944.641 | 2 | 1.9 | 11.875 | 1105894.9783 | 11938.0521 | 2387610.4167 | 170000 | 19353162.121 | 710 | 1420000
154 | 941.566 | 2 | 1.9 | 11.875 | 1105894.9783 | 11938.0521 | 2387610.4167 | 170000 | 19353162.121 | 710 | 1420000
156 | 940.942 | 2 | 1.9 | 11.875 | 1105894.9783 | 11938.0521 | 2387610.4167 | 170000 | 19353162.121 | 710 | 1420000
158 | 939.726 | 2 | 1.9 | 11.875 | 1105894.9783 | 11938.0521 | 2387610.4167 | 170000 | 19353162.121 | 710 | 1420000
160 | 936.738 | 2 | 1.9 | 11.875 | 1105894.9783 | 11938.0521 | 2387610.4167 | 170000 | 19353162.121 | 710 | 1420000
162 | 933.65 | 2 | 1.9 | 11.875 | 1105894.9783 | 11938.0521 | 2387610.4167 | 170000 | 19353162.121 | 710 | 1420000
164 | 932.745 | 2 | 1.8 | 11.25 | 992548.4016 | 11309.7336 | 2261946.7106 | 170000 | 17369597.0283 | 660 | 1320000
166 | 931.696 | 2 | 1.8 | 11.25 | 992548.4016 | 11309.7336 | 2261946.7106 | 170000 | 17369597.0283 | 660 | 1320000
168 | 930.999 | 2 | 1.8 | 11.25 | 992548.4016 | 11309.7336 | 2261946.7106 | 170000 | 17369597.0283 | 660 | 1320000
170 | 930.885 | 2 | 1.8 | 11.25 | 992548.4016 | 11309.7336 | 2261946.7106 | 170000 | 17369597.0283 | 660 | 1320000
172 | 930.378 | 2 | 1.8 | 11.25 | 992548.4016 | 11309.7336 | 2261946.7106 | 170000 | 17369597.0283 | 660 | 1320000
174 | 931.324 | 2 | 1.8 | 11.25 | 992548.4016 | 11309.7336 | 2261946.7106 | 170000 | 17369597.0283 | 660 | 1320000
176 | 933.53 | 2 | 1.8 | 11.25 | 992548.4016 | 11309.7336 | 2261946.7106 | 170000 | 17369597.0283 | 660 | 1320000
178 | 932.714 | 2 | 1.8 | 11.25 | 992548.4016 | 11309.7336 | 2261946.7106 | 170000 | 17369597.0283 | 660 | 1320000
180 | 928.311 | 2 | 1.8 | 11.25 | 992548.4016 | 11309.7336 | 2261946.7106 | 170000 | 17369597.0283 | 660 | 1320000
182 | 924.179 | 2 | 1.8 | 11.25 | 992548.4016 | 11309.7336 | 2261946.7106 | 170000 | 17369597.0283 | 660 | 1320000
184 | 928.398 | 2 | 1.8 | 11.25 | 992548.4016 | 11309.7336 | 2261946.7106 | 170000 | 17369597.0283 | 660 | 1320000
186 | 930.866 | 2 | 1.8 | 11.25 | 992548.4016 | 11309.7336 | 2261946.7106 | 170000 | 17369597.0283 | 660 | 1320000
188 | 928.411 | 2 | 1.8 | 11.25 | 992548.4016 | 11309.7336 | 2261946.7106 | 170000 | 17369597.0283 | 660 | 1320000
190 | 927.849 | 2 | 1.8 | 11.25 | 992548.4016 | 11309.7336 | 2261946.7106 | 170000 | 17369597.0283 | 660 | 1320000
192 | 926.71 | 2 | 1.8 | 11.25 | 992548.4016 | 11309.7336 | 2261946.7106 | 170000 | 17369597.0283 | 660 | 1320000
194 | 926.201 | 2 | 1.8 | 11.25 | 992548.4016 | 11309.7336 | 2261946.7106 | 170000 | 17369597.0283 | 660 | 1320000
196 | 924.509 | 2 | 1.8 | 11.25 | 992548.4016 | 11309.7336 | 2261946.7106 | 170000 | 17369597.0283 | 660 | 1320000
198 | 923.417 | 2 | 1.8 | 11.2952 | 996509.3057 | 11309.7336 | 2261946.7106 | 170000 | 17438912.8492 | 660 | 1320000
200 | 923.011 | 2 | 1.8 | 11.3195 | 998644.849 | 11309.7336 | 2261946.7106 | 170000 | 17476284.8575 | 660 | 1320000
202 | 921.969 | 2 | 1.8 | 11.3821 | 1004125.4583 | 11309.7336 | 2261946.7106 | 170000 | 17572195.5205 | 660 | 1320000
204 | 920.661 | 2 | 1.8 | 11.4605 | 1011004.6025 | 11309.7336 | 2261946.7106 | 170000 | 17692580.5441 | 660 | 1320000
206 | 920.243 | 2 | 1.8 | 11.4856 | 1013202.8554 | 11309.7336 | 2261946.7106 | 170000 | 17731049.9688 | 660 | 1320000
208 | 919.297 | 2 | 1.8 | 11.5424 | 1018177.6195 | 11309.7336 | 2261946.7106 | 170000 | 17818108.3416 | 660 | 1320000
210 | 917.533 | 2 | 1.8 | 11.6482 | 1027453.1808 | 11309.7336 | 2261946.7106 | 170000 | 17980430.6641 | 660 | 1320000
212 | 917.684 | 2 | 1.8 | 11.6392 | 1026659.2276 | 11309.7336 | 2261946.7106 | 170000 | 17966536.4829 | 660 | 1320000
214 | 915.724 | 2 | 1.8 | 11.7568 | 1036964.2159 | 11309.7336 | 2261946.7106 | 170000 | 18146873.7777 | 660 | 1320000
216 | 915.73 | 2 | 1.8 | 11.7564 | 1036932.6721 | 11309.7336 | 2261946.7106 | 170000 | 18146321.7612 | 660 | 1320000
218 | 915.584 | 2 | 1.8 | 11.7652 | 1037700.2343 | 11309.7336 | 2261946.7106 | 170000 | 18159754.0995 | 660 | 1320000
220 | 915.444 | 2 | 1.8 | 11.7736 | 1038436.2457 | 11309.7336 | 2261946.7106 | 170000 | 18172634.2995 | 660 | 1320000
222 | 913.52 | 2 | 1.8 | 11.889 | 1048550.4405 | 11309.7336 | 2261946.7106 | 170000 | 18349632.708 | 660 | 1320000
224 | 912.524 | 2 | 1.8 | 11.9488 | 1053785.7546 | 11309.7336 | 2261946.7106 | 170000 | 18441250.7056 | 660 | 1320000
226 | 912.565 | 2 | 2 | 13.2737 | 1300704.0144 | 12566.3706 | 2513274.1229 | 170000 | 22762320.2515 | 750 | 1500000
228 | 913.484 | 2 | 2 | 12.5 | 1225368.3971 | 12566.3706 | 2513274.1229 | 170000 | 21443946.9485 | 750 | 1500000
230 | 913.545 | 2 | 2 | 12.5 | 1225368.3971 | 12566.3706 | 2513274.1229 | 170000 | 21443946.9485 | 750 | 1500000
232 | 914.546 | 2 | 2 | 12.5 | 1225368.3971 | 12566.3706 | 2513274.1229 | 170000 | 21443946.9485 | 750 | 1500000
234 | 918.285 | 2 | 2 | 12.5 | 1225368.3971 | 12566.3706 | 2513274.1229 | 170000 | 21443946.9485 | 750 | 1500000
236 | 919.357 | 2 | 2 | 12.5 | 1225368.3971 | 12566.3706 | 2513274.1229 | 170000 | 21443946.9485 | 750 | 1500000
238 | 918.649 | 2 | 2 | 12.5 | 1225368.3971 | 12566.3706 | 2513274.1229 | 170000 | 21443946.9485 | 750 | 1500000
240 | 922.974 | 2 | 2 | 12.5 | 1225368.3971 | 12566.3706 | 2513274.1229 | 170000 | 21443946.9485 | 750 | 1500000
242 | 927.375 | 2 | 2 | 12.5 | 1225368.3971 | 12566.3706 | 2513274.1229 | 170000 | 21443946.9485 | 750 | 1500000
244 | 929.253 | 2 | 2 | 12.5 | 1225368.3971 | 12566.3706 | 2513274.1229 | 170000 | 21443946.9485 | 750 | 1500000
246 | 930.863 | 2 | 2 | 12.5 | 1225368.3971 | 12566.3706 | 2513274.1229 | 170000 | 21443946.9485 | 750 | 1500000
248 | 931.924 | 2 | 2 | 12.5 | 1225368.3971 | 12566.3706 | 2513274.1229 | 170000 | 21443946.9485 | 750 | 1500000
250 | 936.722 | 2 | 2 | 12.5 | 1225368.3971 | 12566.3706 | 2513274.1229 | 170000 | 21443946.9485 | 750 | 1500000
252 | 941.777 | 2 | 2 | 12.5 | 1225368.3971 | 12566.3706 | 2513274.1229 | 170000 | 21443946.9485 | 750 | 1500000
254 | 948.143 | 2 | 2 | 12.5 | 1225368.3971 | 12566.3706 | 2513274.1229 | 170000 | 21443946.9485 | 750 | 1500000
256 | 955.417 | 2 | 2 | 12.5 | 1225368.3971 | 12566.3706 | 2513274.1229 | 170000 | 21443946.9485 | 750 | 1500000
258 | 962.7 | 2 | 2 | 12.5 | 1225368.3971 | 12566.3706 | 2513274.1229 | 170000 | 21443946.9485 | 750 | 1500000
260 | 969.281 | 2 | 2 | 12.5 | 1225368.3971 | 12566.3706 | 2513274.1229 | 170000 | 21443946.9485 | 750 | 1500000
262 | 980.284 | 2 | 2 | 12.5 | 1225368.3971 | 12566.3706 | 2513274.1229 | 170000 | 21443946.9485 | 750 | 1500000
264 | 986.551 | 2 | 2 | 12.5 | 1225368.3971 | 12566.3706 | 2513274.1229 | 170000 | 21443946.9485 | 750 | 1500000
266 | 989.198 | 2 | 2 | 12.5 | 1225368.3971 | 12566.3706 | 2513274.1229 | 170000 | 21443946.9485 | 750 | 1500000
268 | 994.39 | 2 | 2 | 12.5 | 1225368.3971 | 12566.3706 | 2513274.1229 | 170000 | 21443946.9485 | 750 | 1500000
270 | 999.917 | 2 | 2 | 12.5 | 1225368.3971 | 12566.3706 | 2513274.1229 | 170000 | 21443946.9485 | 750 | 1500000
272 | 1004.623 | 2 | 2 | 12.5 | 1225368.3971 | 12566.3706 | 2513274.1229 | 170000 | 21443946.9485 | 750 | 1500000
274 | 1008.819 | 2 | 2 | 12.5 | 1225368.3971 | 12566.3706 | 2513274.1229 | 170000 | 21443946.9485 | 750 | 1500000
276 | 1007.834 | 2 | 2 | 12.5 | 1225368.3971 | 12566.3706 | 2513274.1229 | 170000 | 21443946.9485 | 750 | 1500000
278 | 1005.626 | 2 | 2 | 12.5 | 1225368.3971 | 12566.3706 | 2513274.1229 | 170000 | 21443946.9485 | 750 | 1500000
280 | 1001.623 | 2 | 2 | 12.5 | 1225368.3971 | 12566.3706 | 2513274.1229 | 170000 | 21443946.9485 | 750 | 1500000
282 | 1004.052 | 2 | 2 | 12.5 | 1225368.3971 | 12566.3706 | 2513274.1229 | 170000 | 21443946.9485 | 750 | 1500000
284 | 1010.797 | 2 | 2 | 12.5 | 1225368.3971 | 12566.3706 | 2513274.1229 | 170000 | 21443946.9485 | 750 | 1500000
286 | 1014.67 | 2 | 2 | 12.5 | 1225368.3971 | 12566.3706 | 2513274.1229 | 170000 | 21443946.9485 | 750 | 1500000
288 | 1017.319 | 2 | 2 | 12.5 | 1225368.3971 | 12566.3706 | 2513274.1229 | 170000 | 21443946.9485 | 750 | 1500000
290 | 1027.459 | 2 | 2 | 12.5 | 1225368.3971 | 12566.3706 | 2513274.1229 | 170000 | 21443946.9485 | 750 | 1500000
292 | 1031.99 | 2 | 2 | 12.5 | 1225368.3971 | 12566.3706 | 2513274.1229 | 170000 | 21443946.9485 | 750 | 1500000
294 | 1036.254 | 2 | 2 | 12.5 | 1225368.3971 | 12566.3706 | 2513274.1229 | 170000 | 21443946.9485 | 750 | 1500000
296 | 1040.127 | 2 | 2 | 12.5 | 1225368.3971 | 12566.3706 | 2513274.1229 | 170000 | 21443946.9485 | 750 | 1500000
298 | 1044.396 | 2 | 2 | 12.5 | 1225368.3971 | 12566.3706 | 2513274.1229 | 170000 | 21443946.9485 | 750 | 1500000
300 | 1051.339 | 2 | 2 | 12.5 | 1225368.3971 | 12566.3706 | 2513274.1229 | 170000 | 21443946.9485 | 750 | 1500000
302 | 1060.955 | 2 | 2 | 12.5 | 1225368.3971 | 12566.3706 | 2513274.1229 | 170000 | 21443946.9485 | 750 | 1500000
304 | 1070.227 | 2 | 2 | 12.5 | 1225368.3971 | 12566.3706 | 2513274.1229 | 170000 | 21443946.9485 | 750 | 1500000
306 | 1072.691 | 2 | 2 | 12.5 | 1225368.3971 | 12566.3706 | 2513274.1229 | 170000 | 21443946.9485 | 750 | 1500000
308 | 1076.503 | 2 | 2 | 12.5 | 1225368.3971 | 12566.3706 | 2513274.1229 | 170000 | 21443946.9485 | 750 | 1500000
310 | 1083.996 | 2 | 2 | 12.5 | 1225368.3971 | 12566.3706 | 2513274.1229 | 170000 | 21443946.9485 | 750 | 1500000
312 | 1097.188 | 2 | 2 | 12.5 | 1225368.3971 | 12566.3706 | 2513274.1229 | 170000 | 21443946.9485 | 750 | 1500000
314 | 1103.545 | 2 | 2 | 12.5 | 1225368.3971 | 12566.3706 | 2513274.1229 | 170000 | 21443946.9485 | 750 | 1500000
316 | 1105.174 | 2 | 2 | 12.5 | 1225368.3971 | 12566.3706 | 2513274.1229 | 170000 | 21443946.9485 | 750 | 1500000
318 | 1111.657 | 2 | 2 | 12.5 | 1225368.3971 | 12566.3706 | 2513274.1229 | 170000 | 21443946.9485 | 750 | 1500000
320 | 1122.935 | 2 | 2 | 12.5 | 1225368.3971 | 12566.3706 | 2513274.1229 | 170000 | 21443946.9485 | 750 | 1500000
322 | 1128.197 | 2 | 2 | 12.5 | 1225368.3971 | 12566.3706 | 2513274.1229 | 170000 | 21443946.9485 | 750 | 1500000
324 | 1132.561 | 2 | 2 | 12.5 | 1225368.3971 | 12566.3706 | 2513274.1229 | 170000 | 21443946.9485 | 750 | 1500000
326 | 1131.854 | 2 | 2 | 12.5 | 1225368.3971 | 12566.3706 | 2513274.1229 | 170000 | 21443946.9485 | 750 | 1500000
328 | 1133.338 | 2 | 2 | 12.5 | 1225368.3971 | 12566.3706 | 2513274.1229 | 170000 | 21443946.9485 | 750 | 1500000
330 | 1136.405 | 2 | 1.8 | 11.25 | 992548.4016 | 11309.7336 | 2261946.7106 | 170000 | 17369597.0283 | 660 | 1320000
332 | 1128.709 | 2 | 1.8 | 11.25 | 992548.4016 | 11309.7336 | 2261946.7106 | 170000 | 17369597.0283 | 660 | 1320000
334 | 1120.713 | 2 | 1.8 | 11.25 | 992548.4016 | 11309.7336 | 2261946.7106 | 170000 | 17369597.0283 | 660 | 1320000
336 | 1115.226 | 2 | 1.8 | 11.25 | 992548.4016 | 11309.7336 | 2261946.7106 | 170000 | 17369597.0283 | 660 | 1320000
338 | 1108.709 | 2 | 1.8 | 11.25 | 992548.4016 | 11309.7336 | 2261946.7106 | 170000 | 17369597.0283 | 660 | 1320000
340 | 1102.499 | 2 | 1.8 | 11.25 | 992548.4016 | 11309.7336 | 2261946.7106 | 170000 | 17369597.0283 | 660 | 1320000
342 | 1096.349 | 2 | 1.8 | 11.25 | 992548.4016 | 11309.7336 | 2261946.7106 | 170000 | 17369597.0283 | 660 | 1320000
344 | 1090.39 | 2 | 1.8 | 11.25 | 992548.4016 | 11309.7336 | 2261946.7106 | 170000 | 17369597.0283 | 660 | 1320000
346 | 1087.765 | 2 | 1.8 | 11.25 | 992548.4016 | 11309.7336 | 2261946.7106 | 170000 | 17369597.0283 | 660 | 1320000
348 | 1084.661 | 2 | 1.8 | 11.25 | 992548.4016 | 11309.7336 | 2261946.7106 | 170000 | 17369597.0283 | 660 | 1320000
350 | 1081.662 | 2 | 1.8 | 11.25 | 992548.4016 | 11309.7336 | 2261946.7106 | 170000 | 17369597.0283 | 660 | 1320000
352 | 1076.872 | 2 | 1.8 | 11.25 | 992548.4016 | 11309.7336 | 2261946.7106 | 170000 | 17369597.0283 | 660 | 1320000
354 | 1070.898 | 2 | 1.8 | 11.25 | 992548.4016 | 11309.7336 | 2261946.7106 | 170000 | 17369597.0283 | 660 | 1320000
356 | 1065.018 | 2 | 1.8 | 11.25 | 992548.4016 | 11309.7336 | 2261946.7106 | 170000 | 17369597.0283 | 660 | 1320000
358 | 1059.58 | 2 | 1.8 | 11.25 | 992548.4016 | 11309.7336 | 2261946.7106 | 170000 | 17369597.0283 | 660 | 1320000
360 | 1055.284 | 2 | 1.8 | 11.25 | 992548.4016 | 11309.7336 | 2261946.7106 | 170000 | 17369597.0283 | 660 | 1320000
362 | 1050.886 | 2 | 1.8 | 11.25 | 992548.4016 | 11309.7336 | 2261946.7106 | 170000 | 17369597.0283 | 660 | 1320000
364 | 1052.647 | 2 | 1.8 | 11.25 | 992548.4016 | 11309.7336 | 2261946.7106 | 170000 | 17369597.0283 | 660 | 1320000
366 | 1051.117 | 2 | 1.8 | 11.25 | 992548.4016 | 11309.7336 | 2261946.7106 | 170000 | 17369597.0283 | 660 | 1320000
368 | 1048.266 | 2 | 1.8 | 11.25 | 992548.4016 | 11309.7336 | 2261946.7106 | 170000 | 17369597.0283 | 660 | 1320000
370 | 1040.172 | 2 | 1.8 | 11.25 | 992548.4016 | 11309.7336 | 2261946.7106 | 170000 | 17369597.0283 | 660 | 1320000
372 | 1033.483 | 2 | 1.8 | 11.25 | 992548.4016 | 11309.7336 | 2261946.7106 | 170000 | 17369597.0283 | 660 | 1320000
374 | 1030.95 | 2 | 1.8 | 11.25 | 992548.4016 | 11309.7336 | 2261946.7106 | 170000 | 17369597.0283 | 660 | 1320000
376 | 1032.263 | 2 | 1.8 | 11.25 | 992548.4016 | 11309.7336 | 2261946.7106 | 170000 | 17369597.0283 | 660 | 1320000
378 | 1031.391 | 2 | 1.8 | 11.25 | 992548.4016 | 11309.7336 | 2261946.7106 | 170000 | 17369597.0283 | 660 | 1320000
380 | 1025.791 | 2 | 1.8 | 11.25 | 992548.4016 | 11309.7336 | 2261946.7106 | 170000 | 17369597.0283 | 660 | 1320000
382 | 1020.911 | 2 | 1.8 | 11.25 | 992548.4016 | 11309.7336 | 2261946.7106 | 170000 | 17369597.0283 | 660 | 1320000
384 | 1015.65 | 2 | 1.8 | 11.25 | 992548.4016 | 11309.7336 | 2261946.7106 | 170000 | 17369597.0283 | 660 | 1320000
386 | 1012.139 | 2 | 1.8 | 11.25 | 992548.4016 | 11309.7336 | 2261946.7106 | 170000 | 17369597.0283 | 660 | 1320000
388 | 1010.472 | 2 | 1.8 | 11.25 | 992548.4016 | 11309.7336 | 2261946.7106 | 170000 | 17369597.0283 | 660 | 1320000
390 | 1005.401 | 2 | 1.8 | 11.25 | 992548.4016 | 11309.7336 | 2261946.7106 | 170000 | 17369597.0283 | 660 | 1320000
392 | 996.666 | 2 | 1.8 | 11.25 | 992548.4016 | 11309.7336 | 2261946.7106 | 170000 | 17369597.0283 | 660 | 1320000
394 | 991.35 | 2 | 1.8 | 11.25 | 992548.4016 | 11309.7336 | 2261946.7106 | 170000 | 17369597.0283 | 660 | 1320000
396 | 990.486 | 2 | 1.8 | 11.25 | 992548.4016 | 11309.7336 | 2261946.7106 | 170000 | 17369597.0283 | 660 | 1320000
398 | 992.761 | 2 | 1.8 | 11.25 | 992548.4016 | 11309.7336 | 2261946.7106 | 170000 | 17369597.0283 | 660 | 1320000
400 | 999.077 | 2 | 1.8 | 11.25 | 992548.4016 | 11309.7336 | 2261946.7106 | 170000 | 17369597.0283 | 660 | 1320000
402 | 1001.8 | 2 | 1.8 | 11.25 | 992548.4016 | 11309.7336 | 2261946.7106 | 170000 | 17369597.0283 | 660 | 1320000
404 | 1002.224 | 2 | 1.8 | 11.25 | 992548.4016 | 11309.7336 | 2261946.7106 | 170000 | 17369597.0283 | 660 | 1320000
406 | 1002.003 | 2 | 1.8 | 11.25 | 992548.4016 | 11309.7336 | 2261946.7106 | 170000 | 17369597.0283 | 660 | 1320000
408 | 1003.596 | 2 | 1.8 | 11.25 | 992548.4016 | 11309.7336 | 2261946.7106 | 170000 | 17369597.0283 | 660 | 1320000
410 | 994.111 | 2 | 1.8 | 11.25 | 992548.4016 | 11309.7336 | 2261946.7106 | 170000 | 17369597.0283 | 660 | 1320000
412 | 983.925 | 2 | 1.8 | 11.25 | 992548.4016 | 11309.7336 | 2261946.7106 | 170000 | 17369597.0283 | 660 | 1320000
414 | 972.347 | 2 | 1.8 | 11.25 | 992548.4016 | 11309.7336 | 2261946.7106 | 170000 | 17369597.0283 | 660 | 1320000
416 | 963.901 | 2 | 1.8 | 11.25 | 992548.4016 | 11309.7336 | 2261946.7106 | 170000 | 17369597.0283 | 660 | 1320000
418 | 963.258 | 2 | 1.8 | 11.25 | 992548.4016 | 11309.7336 | 2261946.7106 | 170000 | 17369597.0283 | 660 | 1320000
420 | 965.836 | 2 | 1.8 | 11.25 | 992548.4016 | 11309.7336 | 2261946.7106 | 170000 | 17369597.0283 | 660 | 1320000
422 | 966.309 | 2 | 1.8 | 11.25 | 992548.4016 | 11309.7336 | 2261946.7106 | 170000 | 17369597.0283 | 660 | 1320000
424 | 972.884 | 2 | 1.8 | 11.25 | 992548.4016 | 11309.7336 | 2261946.7106 | 170000 | 17369597.0283 | 660 | 1320000
426 | 983.972 | 2 | 1.8 | 11.25 | 992548.4016 | 11309.7336 | 2261946.7106 | 170000 | 17369597.0283 | 660 | 1320000
428 | 994.096 | 2 | 1.8 | 11.25 | 992548.4016 | 11309.7336 | 2261946.7106 | 170000 | 17369597.0283 | 660 | 1320000
430 | 991.695 | 2 | 1.8 | 11.25 | 992548.4016 | 11309.7336 | 2261946.7106 | 170000 | 17369597.0283 | 660 | 1320000
432 | 984.933 | 2 | 1.8 | 11.25 | 992548.4016 | 11309.7336 | 2261946.7106 | 170000 | 17369597.0283 | 660 | 1320000
434 | 978.185 | 2 | 1.8 | 11.25 | 992548.4016 | 11309.7336 | 2261946.7106 | 170000 | 17369597.0283 | 660 | 1320000
436 | 972.686 | 2 | 1.8 | 11.25 | 992548.4016 | 11309.7336 | 2261946.7106 | 170000 | 17369597.0283 | 660 | 1320000
438 | 966.824 | 2 | 1.8 | 11.25 | 992548.4016 | 11309.7336 | 2261946.7106 | 170000 | 17369597.0283 | 660 | 1320000
440 | 960.902 | 2 | 1.8 | 11.25 | 992548.4016 | 11309.7336 | 2261946.7106 | 170000 | 17369597.0283 | 660 | 1320000
442 | 952.924 | 2 | 1.8 | 11.6089 | 1024003.8948 | 11309.7336 | 2261946.7106 | 170000 | 17920068.1588 | 660 | 1320000
444 | 945.683 | 2 | 1.8 | 12.0433 | 1062069.0259 | 11309.7336 | 2261946.7106 | 170000 | 18586207.9537 | 660 | 1320000
446 | 941.042 | 2 | 1.8 | 12.3218 | 1086456.4548 | 11309.7336 | 2261946.7106 | 170000 | 19012987.9595 | 660 | 1320000
448 | 937.104 | 2 | 1.8 | 12.5581 | 1107143.7754 | 11309.7336 | 2261946.7106 | 170000 | 19375016.0689 | 660 | 1320000
450 | 939.943 | 2 | 1.8 | 12.3877 | 1092230.3367 | 11309.7336 | 2261946.7106 | 170000 | 19114030.8929 | 660 | 1320000
452 | 944.776 | 2 | 1.8 | 12.0977 | 1066835.7118 | 11309.7336 | 2261946.7106 | 170000 | 18669624.9556 | 660 | 1320000
454 | 947.762 | 2 | 1.8 | 11.9186 | 1051141.8599 | 11309.7336 | 2261946.7106 | 170000 | 18394982.5477 | 660 | 1320000
456 | 952.649 | 2 | 1.8 | 11.6254 | 1025449.8793 | 11309.7336 | 2261946.7106 | 170000 | 17945372.8883 | 660 | 1320000
458 | 954.554 | 2 | 1.8 | 11.5111 | 1015432.5987 | 11309.7336 | 2261946.7106 | 170000 | 17770070.4769 | 660 | 1320000
460 | 952.37 | 2 | 1.8 | 11.6421 | 1026916.8689 | 11309.7336 | 2261946.7106 | 170000 | 17971045.2063 | 660 | 1320000
462 | 947.552 | 2 | 1.8 | 11.9312 | 1052245.6837 | 11309.7336 | 2261946.7106 | 170000 | 18414299.4649 | 660 | 1320000
464 | 941.898 | 2 | 1.8 | 12.2704 | 1081958.9394 | 11309.7336 | 2261946.7106 | 170000 | 18934281.4392 | 660 | 1320000
466 | 940.521 | 2 | 1.8 | 12.353 | 1089193.7171 | 11309.7336 | 2261946.7106 | 170000 | 19060890.0493 | 660 | 1320000
468 | 939.702 | 2 | 1.8 | 12.4022 | 1093496.4355 | 11309.7336 | 2261946.7106 | 170000 | 19136187.6209 | 660 | 1320000
470 | 937.147 | 2 | 1.8 | 12.5555 | 1106917.9151 | 11309.7336 | 2261946.7106 | 170000 | 19371063.5145 | 660 | 1320000
472 | 933.872 | 2 | 1.8 | 12.752 | 1124118.1827 | 11309.7336 | 2261946.7106 | 170000 | 19672068.1974 | 660 | 1320000
474 | 933.184 | 2 | 1.8 | 12.7933 | 1127731.0678 | 11309.7336 | 2261946.7106 | 170000 | 19735293.686 | 660 | 1320000
476 | 939.292 | 2 | 1.8 | 12.4268 | 1095650.332 | 11309.7336 | 2261946.7106 | 170000 | 19173880.8102 | 660 | 1320000
478 | 944.619 | 2 | 1.8 | 12.1072 | 1067660.7865 | 11309.7336 | 2261946.7106 | 170000 | 18684063.7633 | 660 | 1320000
480 | 954.023 | 2 | 1.8 | 11.5429 | 1018224.9466 | 11309.7336 | 2261946.7106 | 170000 | 17818936.5658 | 660 | 1320000
482 | 968.263 | 2 | 1.8 | 11.25 | 992548.4016 | 11309.7336 | 2261946.7106 | 170000 | 17369597.0283 | 660 | 1320000
484 | 970.384 | 2 | 1.8 | 11.25 | 992548.4016 | 11309.7336 | 2261946.7106 | 170000 | 17369597.0283 | 660 | 1320000
486 | 964.636 | 2 | 1.8 | 11.25 | 992548.4016 | 11309.7336 | 2261946.7106 | 170000 | 17369597.0283 | 660 | 1320000
488 | 956.631 | 2 | 1.8 | 11.3864 | 1004509.4021 | 11309.7336 | 2261946.7106 | 170000 | 17578914.5366 | 660 | 1320000
490 | 947.426 | 2 | 1.8 | 11.9387 | 1052907.9705 | 11309.7336 | 2261946.7106 | 170000 | 18425889.4836 | 660 | 1320000
492 | 941.72 | 2 | 1.8 | 12.2811 | 1082894.1918 | 11309.7336 | 2261946.7106 | 170000 | 18950648.357 | 660 | 1320000
494 | 935.985 | 2 | 1.8 | 12.6252 | 1113021.1636 | 11309.7336 | 2261946.7106 | 170000 | 19477870.3628 | 660 | 1320000
496 | 930.475 | 2 | 1.8 | 12.9558 | 1141955.1687 | 11309.7336 | 2261946.7106 | 170000 | 19984215.4518 | 660 | 1320000
498 | 927.611 | 2 | 1.8 | 13.1276 | 1156990.2914 | 11309.7336 | 2261946.7106 | 170000 | 20247330.0993 | 660 | 1320000
500 | 931.256 | 2 | 1.8 | 12.9089 | 1137854.6524 | 11309.7336 | 2261946.7106 | 170000 | 19912456.4175 | 660 | 1320000
502 | 920.044 | 2 | 1.8 | 13.5817 | 1196700.7082 | 11309.7336 | 2261946.7106 | 170000 | 20942262.394 | 660 | 1320000
504 | 911.78 | 2 | 1.8 | 14.0775 | 1240045.6405 | 11309.7336 | 2261946.7106 | 170000 | 21700798.7094 | 660 | 1320000
506 | 907.989 | 2 | 1.8 | 14.305 | 1259921.4366 | 11309.7336 | 2261946.7106 | 170000 | 22048625.1399 | 660 | 1320000
508 | 907.289 | 2 | 1.5 | 11.9558 | 877493.6815 | 9424.778 | 1884955.5922 | 170000 | 15356139.4264 | 580 | 1160000
510 | 900.577 | 2 | 1.5 | 12.2914 | 901921.523 | 9424.778 | 1884955.5922 | 170000 | 15783626.6524 | 580 | 1160000
512 | 902.112 | 2 | 1.5 | 12.2147 | 896335.9807 | 9424.778 | 1884955.5922 | 170000 | 15685879.6628 | 580 | 1160000
514 | 900.179 | 2 | 1.5 | 12.3113 | 903369.6664 | 9424.778 | 1884955.5922 | 170000 | 15808969.1629 | 580 | 1160000
516 | 903.811 | 2 | 1.5 | 12.1297 | 890152.9994 | 9424.778 | 1884955.5922 | 170000 | 15577677.4899 | 580 | 1160000
518 | 910.027 | 2 | 1.5 | 11.8189 | 867525.7369 | 9424.778 | 1884955.5922 | 170000 | 15181700.3952 | 580 | 1160000
520 | 911.131 | 2 | 1.5 | 9.375 | 689269.7233 | 9424.778 | 1884955.5922 | 170000 | 12062220.1585 | 580 | 1160000

## Pipeline Instalation Costs
Option 6A Excavation and Back Fill Pricing
Chainage (km) | Elevation (m) | Section Length (km) | Diameter (m) | Trench Width (m) | Trench Depth (m) | Excavation (m3) | Bedding and Cradle Fill (m3) | Main fill (m3) | Spoil (m3) | Excavation Cost | Bedding and Cradle Fill Cost | Main Fill Cost | Spoil Cost
2 | 1069.018 | 0 | 1.9 | 2.9 | 3.9 | 0 | 0 | 0 | 0 | 0 | 0 | 0 | 0
4 | 1067.321 | 2 | 1.9 | 2.9 | 3.9 | 22620 | 8249.4253 | 8700 | 5670.5747 | 1131000 | 1361155.1679 | 478500 | 255175.8633
6 | 1064.035 | 2 | 1.9 | 2.9 | 3.9 | 22620 | 8249.4253 | 8700 | 5670.5747 | 1131000 | 1361155.1679 | 478500 | 255175.8633
8 | 1063.832 | 2 | 1.9 | 2.9 | 3.9 | 22620 | 8249.4253 | 8700 | 5670.5747 | 1131000 | 1361155.1679 | 478500 | 255175.8633
10 | 1067.893 | 2 | 1.9 | 2.9 | 3.9 | 22620 | 8249.4253 | 8700 | 5670.5747 | 1131000 | 1361155.1679 | 478500 | 255175.8633
12 | 1075.133 | 2 | 1.9 | 2.9 | 3.9 | 22620 | 8249.4253 | 8700 | 5670.5747 | 1131000 | 1361155.1679 | 478500 | 255175.8633
14 | 1082.768 | 2 | 1.9 | 2.9 | 3.9 | 22620 | 8249.4253 | 8700 | 5670.5747 | 1131000 | 1361155.1679 | 478500 | 255175.8633
16 | 1089.726 | 2 | 1.9 | 2.9 | 3.9 | 22620 | 8249.4253 | 8700 | 5670.5747 | 1131000 | 1361155.1679 | 478500 | 255175.8633
18 | 1094.131 | 2 | 1.9 | 2.9 | 3.9 | 22620 | 8249.4253 | 8700 | 5670.5747 | 1131000 | 1361155.1679 | 478500 | 255175.8633
20 | 1097.897 | 2 | 1.9 | 2.9 | 3.9 | 22620 | 8249.4253 | 8700 | 5670.5747 | 1131000 | 1361155.1679 | 478500 | 255175.8633
22 | 1101.67 | 2 | 1.9 | 2.9 | 3.9 | 22620 | 8249.4253 | 8700 | 5670.5747 | 1131000 | 1361155.1679 | 478500 | 255175.8633
24 | 1095.952 | 2 | 1.9 | 2.9 | 3.9 | 22620 | 8249.4253 | 8700 | 5670.5747 | 1131000 | 1361155.1679 | 478500 | 255175.8633
26 | 1090.107 | 2 | 1.9 | 2.9 | 3.9 | 22620 | 8249.4253 | 8700 | 5670.5747 | 1131000 | 1361155.1679 | 478500 | 255175.8633
28 | 1085.781 | 2 | 1.9 | 2.9 | 3.9 | 22620 | 8249.4253 | 8700 | 5670.5747 | 1131000 | 1361155.1679 | 478500 | 255175.8633
30 | 1081.89 | 2 | 1.9 | 2.9 | 3.9 | 22620 | 8249.4253 | 8700 | 5670.5747 | 1131000 | 1361155.1679 | 478500 | 255175.8633
32 | 1077.937 | 2 | 1.9 | 2.9 | 3.9 | 22620 | 8249.4253 | 8700 | 5670.5747 | 1131000 | 1361155.1679 | 478500 | 255175.8633
34 | 1074.89 | 2 | 1.9 | 2.9 | 3.9 | 22620 | 8249.4253 | 8700 | 5670.5747 | 1131000 | 1361155.1679 | 478500 | 255175.8633
36 | 1071.114 | 2 | 1.9 | 2.9 | 3.9 | 22620 | 8249.4253 | 8700 | 5670.5747 | 1131000 | 1361155.1679 | 478500 | 255175.8633
38 | 1065.311 | 2 | 1.9 | 2.9 | 3.9 | 22620 | 8249.4253 | 8700 | 5670.5747 | 1131000 | 1361155.1679 | 478500 | 255175.8633
40 | 1059.051 | 2 | 1.9 | 2.9 | 3.9 | 22620 | 8249.4253 | 8700 | 5670.5747 | 1131000 | 1361155.1679 | 478500 | 255175.8633
42 | 1054.28 | 2 | 1.9 | 2.9 | 3.9 | 22620 | 8249.4253 | 8700 | 5670.5747 | 1131000 | 1361155.1679 | 478500 | 255175.8633
44 | 1053.871 | 2 | 1.9 | 2.9 | 3.9 | 22620 | 8249.4253 | 8700 | 5670.5747 | 1131000 | 1361155.1679 | 478500 | 255175.8633
46 | 1050.42 | 2 | 1.9 | 2.9 | 3.9 | 22620 | 8249.4253 | 8700 | 5670.5747 | 1131000 | 1361155.1679 | 478500 | 255175.8633
48 | 1052.704 | 2 | 1.9 | 2.9 | 3.9 | 22620 | 8249.4253 | 8700 | 5670.5747 | 1131000 | 1361155.1679 | 478500 | 255175.8633
50 | 1056.355 | 2 | 1.9 | 2.9 | 3.9 | 22620 | 8249.4253 | 8700 | 5670.5747 | 1131000 | 1361155.1679 | 478500 | 255175.8633
52 | 1058.466 | 2 | 1.9 | 2.9 | 3.9 | 22620 | 8249.4253 | 8700 | 5670.5747 | 1131000 | 1361155.1679 | 478500 | 255175.8633
54 | 1055.99 | 2 | 1.9 | 2.9 | 3.9 | 22620 | 8249.4253 | 8700 | 5670.5747 | 1131000 | 1361155.1679 | 478500 | 255175.8633
56 | 1055.66 | 2 | 1.9 | 2.9 | 3.9 | 22620 | 8249.4253 | 8700 | 5670.5747 | 1131000 | 1361155.1679 | 478500 | 255175.8633
58 | 1056.404 | 2 | 1.9 | 2.9 | 3.9 | 22620 | 8249.4253 | 8700 | 5670.5747 | 1131000 | 1361155.1679 | 478500 | 255175.8633
60 | 1056.841 | 2 | 1.9 | 2.9 | 3.9 | 22620 | 8249.4253 | 8700 | 5670.5747 | 1131000 | 1361155.1679 | 478500 | 255175.8633
62 | 1056.377 | 2 | 1.9 | 2.9 | 3.9 | 22620 | 8249.4253 | 8700 | 5670.5747 | 1131000 | 1361155.1679 | 478500 | 255175.8633
64 | 1052.503 | 2 | 1.9 | 2.9 | 3.9 | 22620 | 8249.4253 | 8700 | 5670.5747 | 1131000 | 1361155.1679 | 478500 | 255175.8633
66 | 1046.022 | 2 | 1.9 | 2.9 | 3.9 | 22620 | 8249.4253 | 8700 | 5670.5747 | 1131000 | 1361155.1679 | 478500 | 255175.8633
68 | 1036.575 | 2 | 1.9 | 2.9 | 3.9 | 22620 | 8249.4253 | 8700 | 5670.5747 | 1131000 | 1361155.1679 | 478500 | 255175.8633
70 | 1031.818 | 2 | 1.9 | 2.9 | 3.9 | 22620 | 8249.4253 | 8700 | 5670.5747 | 1131000 | 1361155.1679 | 478500 | 255175.8633
72 | 1027.675 | 2 | 1.9 | 2.9 | 3.9 | 22620 | 8249.4253 | 8700 | 5670.5747 | 1131000 | 1361155.1679 | 478500 | 255175.8633
74 | 1023.844 | 2 | 1.9 | 2.9 | 3.9 | 22620 | 8249.4253 | 8700 | 5670.5747 | 1131000 | 1361155.1679 | 478500 | 255175.8633
76 | 1020.888 | 2 | 1.9 | 2.9 | 3.9 | 22620 | 8249.4253 | 8700 | 5670.5747 | 1131000 | 1361155.1679 | 478500 | 255175.8633
78 | 1023.648 | 2 | 1.9 | 2.9 | 3.9 | 22620 | 8249.4253 | 8700 | 5670.5747 | 1131000 | 1361155.1679 | 478500 | 255175.8633
80 | 1027.566 | 2 | 1.9 | 2.9 | 3.9 | 22620 | 8249.4253 | 8700 | 5670.5747 | 1131000 | 1361155.1679 | 478500 | 255175.8633
82 | 1032.371 | 2 | 1.9 | 2.9 | 3.9 | 22620 | 8249.4253 | 8700 | 5670.5747 | 1131000 | 1361155.1679 | 478500 | 255175.8633
84 | 1034.983 | 2 | 1.9 | 2.9 | 3.9 | 22620 | 8249.4253 | 8700 | 5670.5747 | 1131000 | 1361155.1679 | 478500 | 255175.8633
86 | 1033.213 | 2 | 1.9 | 2.9 | 3.9 | 22620 | 8249.4253 | 8700 | 5670.5747 | 1131000 | 1361155.1679 | 478500 | 255175.8633
88 | 1031.188 | 2 | 1.9 | 2.9 | 3.9 | 22620 | 8249.4253 | 8700 | 5670.5747 | 1131000 | 1361155.1679 | 478500 | 255175.8633
90 | 1029.08 | 2 | 1.9 | 2.9 | 3.9 | 22620 | 8249.4253 | 8700 | 5670.5747 | 1131000 | 1361155.1679 | 478500 | 255175.8633
92 | 1026.322 | 2 | 1.9 | 2.9 | 3.9 | 22620 | 8249.4253 | 8700 | 5670.5747 | 1131000 | 1361155.1679 | 478500 | 255175.8633
94 | 1023.207 | 2 | 1.9 | 2.9 | 3.9 | 22620 | 8249.4253 | 8700 | 5670.5747 | 1131000 | 1361155.1679 | 478500 | 255175.8633
96 | 1021.503 | 2 | 1.9 | 2.9 | 3.9 | 22620 | 8249.4253 | 8700 | 5670.5747 | 1131000 | 1361155.1679 | 478500 | 255175.8633
98 | 1019.765 | 2 | 1.9 | 2.9 | 3.9 | 22620 | 8249.4253 | 8700 | 5670.5747 | 1131000 | 1361155.1679 | 478500 | 255175.8633
100 | 1018.493 | 2 | 1.9 | 2.9 | 3.9 | 22620 | 8249.4253 | 8700 | 5670.5747 | 1131000 | 1361155.1679 | 478500 | 255175.8633
102 | 1016.444 | 2 | 1.9 | 2.9 | 3.9 | 22620 | 8249.4253 | 8700 | 5670.5747 | 1131000 | 1361155.1679 | 478500 | 255175.8633
104 | 1013.288 | 2 | 1.9 | 2.9 | 3.9 | 22620 | 8249.4253 | 8700 | 5670.5747 | 1131000 | 1361155.1679 | 478500 | 255175.8633
106 | 1007.843 | 2 | 1.9 | 2.9 | 3.9 | 22620 | 8249.4253 | 8700 | 5670.5747 | 1131000 | 1361155.1679 | 478500 | 255175.8633
108 | 1001.282 | 2 | 1.9 | 2.9 | 3.9 | 22620 | 8249.4253 | 8700 | 5670.5747 | 1131000 | 1361155.1679 | 478500 | 255175.8633
110 | 996.609 | 2 | 1.9 | 2.9 | 3.9 | 22620 | 8249.4253 | 8700 | 5670.5747 | 1131000 | 1361155.1679 | 478500 | 255175.8633
112 | 992.999 | 2 | 1.9 | 2.9 | 3.9 | 22620 | 8249.4253 | 8700 | 5670.5747 | 1131000 | 1361155.1679 | 478500 | 255175.8633
114 | 993.639 | 2 | 1.9 | 2.9 | 3.9 | 22620 | 8249.4253 | 8700 | 5670.5747 | 1131000 | 1361155.1679 | 478500 | 255175.8633
116 | 994.611 | 2 | 1.9 | 2.9 | 3.9 | 22620 | 8249.4253 | 8700 | 5670.5747 | 1131000 | 1361155.1679 | 478500 | 255175.8633
118 | 995.751 | 2 | 1.9 | 2.9 | 3.9 | 22620 | 8249.4253 | 8700 | 5670.5747 | 1131000 | 1361155.1679 | 478500 | 255175.8633
120 | 996.479 | 2 | 1.9 | 2.9 | 3.9 | 22620 | 8249.4253 | 8700 | 5670.5747 | 1131000 | 1361155.1679 | 478500 | 255175.8633
122 | 996.147 | 2 | 1.9 | 2.9 | 3.9 | 22620 | 8249.4253 | 8700 | 5670.5747 | 1131000 | 1361155.1679 | 478500 | 255175.8633
124 | 992.094 | 2 | 1.9 | 2.9 | 3.9 | 22620 | 8249.4253 | 8700 | 5670.5747 | 1131000 | 1361155.1679 | 478500 | 255175.8633
126 | 985.623 | 2 | 1.9 | 2.9 | 3.9 | 22620 | 8249.4253 | 8700 | 5670.5747 | 1131000 | 1361155.1679 | 478500 | 255175.8633
128 | 977.759 | 2 | 1.9 | 2.9 | 3.9 | 22620 | 8249.4253 | 8700 | 5670.5747 | 1131000 | 1361155.1679 | 478500 | 255175.8633
130 | 969.772 | 2 | 1.9 | 2.9 | 3.9 | 22620 | 8249.4253 | 8700 | 5670.5747 | 1131000 | 1361155.1679 | 478500 | 255175.8633
132 | 981.785 | 2 | 1.9 | 2.9 | 3.9 | 22620 | 8249.4253 | 8700 | 5670.5747 | 1131000 | 1361155.1679 | 478500 | 255175.8633
134 | 991.458 | 2 | 1.9 | 2.9 | 3.9 | 22620 | 8249.4253 | 8700 | 5670.5747 | 1131000 | 1361155.1679 | 478500 | 255175.8633
136 | 987.77 | 2 | 1.9 | 2.9 | 3.9 | 22620 | 8249.4253 | 8700 | 5670.5747 | 1131000 | 1361155.1679 | 478500 | 255175.8633
138 | 982.725 | 2 | 1.9 | 2.9 | 3.9 | 22620 | 8249.4253 | 8700 | 5670.5747 | 1131000 | 1361155.1679 | 478500 | 255175.8633
140 | 977.559 | 2 | 1.9 | 2.9 | 3.9 | 22620 | 8249.4253 | 8700 | 5670.5747 | 1131000 | 1361155.1679 | 478500 | 255175.8633
142 | 975.289 | 2 | 1.9 | 2.9 | 3.9 | 22620 | 8249.4253 | 8700 | 5670.5747 | 1131000 | 1361155.1679 | 478500 | 255175.8633
144 | 973.968 | 2 | 1.9 | 2.9 | 3.9 | 22620 | 8249.4253 | 8700 | 5670.5747 | 1131000 | 1361155.1679 | 478500 | 255175.8633
146 | 962.473 | 2 | 1.9 | 2.9 | 3.9 | 22620 | 8249.4253 | 8700 | 5670.5747 | 1131000 | 1361155.1679 | 478500 | 255175.8633
148 | 951.285 | 2 | 1.9 | 2.9 | 3.9 | 22620 | 8249.4253 | 8700 | 5670.5747 | 1131000 | 1361155.1679 | 478500 | 255175.8633
150 | 948.174 | 2 | 1.9 | 2.9 | 3.9 | 22620 | 8249.4253 | 8700 | 5670.5747 | 1131000 | 1361155.1679 | 478500 | 255175.8633
152 | 944.641 | 2 | 1.9 | 2.9 | 3.9 | 22620 | 8249.4253 | 8700 | 5670.5747 | 1131000 | 1361155.1679 | 478500 | 255175.8633
154 | 941.566 | 2 | 1.9 | 2.9 | 3.9 | 22620 | 8249.4253 | 8700 | 5670.5747 | 1131000 | 1361155.1679 | 478500 | 255175.8633
156 | 940.942 | 2 | 1.9 | 2.9 | 3.9 | 22620 | 8249.4253 | 8700 | 5670.5747 | 1131000 | 1361155.1679 | 478500 | 255175.8633
158 | 939.726 | 2 | 1.9 | 2.9 | 3.9 | 22620 | 8249.4253 | 8700 | 5670.5747 | 1131000 | 1361155.1679 | 478500 | 255175.8633
160 | 936.738 | 2 | 1.9 | 2.9 | 3.9 | 22620 | 8249.4253 | 8700 | 5670.5747 | 1131000 | 1361155.1679 | 478500 | 255175.8633
162 | 933.65 | 2 | 1.9 | 2.9 | 3.9 | 22620 | 8249.4253 | 8700 | 5670.5747 | 1131000 | 1361155.1679 | 478500 | 255175.8633
164 | 932.745 | 2 | 1.8 | 2.8 | 3.8 | 21280 | 7790.6199 | 8400 | 5089.3801 | 1064000 | 1285452.2837 | 462000 | 229022.1044
166 | 931.696 | 2 | 1.8 | 2.8 | 3.8 | 21280 | 7790.6199 | 8400 | 5089.3801 | 1064000 | 1285452.2837 | 462000 | 229022.1044
168 | 930.999 | 2 | 1.8 | 2.8 | 3.8 | 21280 | 7790.6199 | 8400 | 5089.3801 | 1064000 | 1285452.2837 | 462000 | 229022.1044
170 | 930.885 | 2 | 1.8 | 2.8 | 3.8 | 21280 | 7790.6199 | 8400 | 5089.3801 | 1064000 | 1285452.2837 | 462000 | 229022.1044
172 | 930.378 | 2 | 1.8 | 2.8 | 3.8 | 21280 | 7790.6199 | 8400 | 5089.3801 | 1064000 | 1285452.2837 | 462000 | 229022.1044
174 | 931.324 | 2 | 1.8 | 2.8 | 3.8 | 21280 | 7790.6199 | 8400 | 5089.3801 | 1064000 | 1285452.2837 | 462000 | 229022.1044
176 | 933.53 | 2 | 1.8 | 2.8 | 3.8 | 21280 | 7790.6199 | 8400 | 5089.3801 | 1064000 | 1285452.2837 | 462000 | 229022.1044
178 | 932.714 | 2 | 1.8 | 2.8 | 3.8 | 21280 | 7790.6199 | 8400 | 5089.3801 | 1064000 | 1285452.2837 | 462000 | 229022.1044
180 | 928.311 | 2 | 1.8 | 2.8 | 3.8 | 21280 | 7790.6199 | 8400 | 5089.3801 | 1064000 | 1285452.2837 | 462000 | 229022.1044
182 | 924.179 | 2 | 1.8 | 2.8 | 3.8 | 21280 | 7790.6199 | 8400 | 5089.3801 | 1064000 | 1285452.2837 | 462000 | 229022.1044
184 | 928.398 | 2 | 1.8 | 2.8 | 3.8 | 21280 | 7790.6199 | 8400 | 5089.3801 | 1064000 | 1285452.2837 | 462000 | 229022.1044
186 | 930.866 | 2 | 1.8 | 2.8 | 3.8 | 21280 | 7790.6199 | 8400 | 5089.3801 | 1064000 | 1285452.2837 | 462000 | 229022.1044
188 | 928.411 | 2 | 1.8 | 2.8 | 3.8 | 21280 | 7790.6199 | 8400 | 5089.3801 | 1064000 | 1285452.2837 | 462000 | 229022.1044
190 | 927.849 | 2 | 1.8 | 2.8 | 3.8 | 21280 | 7790.6199 | 8400 | 5089.3801 | 1064000 | 1285452.2837 | 462000 | 229022.1044
192 | 926.71 | 2 | 1.8 | 2.8 | 3.8 | 21280 | 7790.6199 | 8400 | 5089.3801 | 1064000 | 1285452.2837 | 462000 | 229022.1044
194 | 926.201 | 2 | 1.8 | 2.8 | 3.8 | 21280 | 7790.6199 | 8400 | 5089.3801 | 1064000 | 1285452.2837 | 462000 | 229022.1044
196 | 924.509 | 2 | 1.8 | 2.8 | 3.8 | 21280 | 7790.6199 | 8400 | 5089.3801 | 1064000 | 1285452.2837 | 462000 | 229022.1044
198 | 923.417 | 2 | 1.8 | 2.8 | 3.8 | 21280 | 7790.6199 | 8400 | 5089.3801 | 1064000 | 1285452.2837 | 462000 | 229022.1044
200 | 923.011 | 2 | 1.8 | 2.8 | 3.8 | 21280 | 7790.6199 | 8400 | 5089.3801 | 1064000 | 1285452.2837 | 462000 | 229022.1044
202 | 921.969 | 2 | 1.8 | 2.8 | 3.8 | 21280 | 7790.6199 | 8400 | 5089.3801 | 1064000 | 1285452.2837 | 462000 | 229022.1044
204 | 920.661 | 2 | 1.8 | 2.8 | 3.8 | 21280 | 7790.6199 | 8400 | 5089.3801 | 1064000 | 1285452.2837 | 462000 | 229022.1044
206 | 920.243 | 2 | 1.8 | 2.8 | 3.8 | 21280 | 7790.6199 | 8400 | 5089.3801 | 1064000 | 1285452.2837 | 462000 | 229022.1044
208 | 919.297 | 2 | 1.8 | 2.8 | 3.8 | 21280 | 7790.6199 | 8400 | 5089.3801 | 1064000 | 1285452.2837 | 462000 | 229022.1044
210 | 917.533 | 2 | 1.8 | 2.8 | 3.8 | 21280 | 7790.6199 | 8400 | 5089.3801 | 1064000 | 1285452.2837 | 462000 | 229022.1044
212 | 917.684 | 2 | 1.8 | 2.8 | 3.8 | 21280 | 7790.6199 | 8400 | 5089.3801 | 1064000 | 1285452.2837 | 462000 | 229022.1044
214 | 915.724 | 2 | 1.8 | 2.8 | 3.8 | 21280 | 7790.6199 | 8400 | 5089.3801 | 1064000 | 1285452.2837 | 462000 | 229022.1044
216 | 915.73 | 2 | 1.8 | 2.8 | 3.8 | 21280 | 7790.6199 | 8400 | 5089.3801 | 1064000 | 1285452.2837 | 462000 | 229022.1044
218 | 915.584 | 2 | 1.8 | 2.8 | 3.8 | 21280 | 7790.6199 | 8400 | 5089.3801 | 1064000 | 1285452.2837 | 462000 | 229022.1044
220 | 915.444 | 2 | 1.8 | 2.8 | 3.8 | 21280 | 7790.6199 | 8400 | 5089.3801 | 1064000 | 1285452.2837 | 462000 | 229022.1044
222 | 913.52 | 2 | 1.8 | 2.8 | 3.8 | 21280 | 7790.6199 | 8400 | 5089.3801 | 1064000 | 1285452.2837 | 462000 | 229022.1044
224 | 912.524 | 2 | 1.8 | 2.8 | 3.8 | 21280 | 7790.6199 | 8400 | 5089.3801 | 1064000 | 1285452.2837 | 462000 | 229022.1044
226 | 912.565 | 2 | 2 | 3 | 4 | 24000 | 8716.8147 | 9000 | 6283.1853 | 1200000 | 1438274.4243 | 495000 | 282743.3388
228 | 913.484 | 2 | 2 | 3 | 4 | 24000 | 8716.8147 | 9000 | 6283.1853 | 1200000 | 1438274.4243 | 495000 | 282743.3388
230 | 913.545 | 2 | 2 | 3 | 4 | 24000 | 8716.8147 | 9000 | 6283.1853 | 1200000 | 1438274.4243 | 495000 | 282743.3388
232 | 914.546 | 2 | 2 | 3 | 4 | 24000 | 8716.8147 | 9000 | 6283.1853 | 1200000 | 1438274.4243 | 495000 | 282743.3388
234 | 918.285 | 2 | 2 | 3 | 4 | 24000 | 8716.8147 | 9000 | 6283.1853 | 1200000 | 1438274.4243 | 495000 | 282743.3388
236 | 919.357 | 2 | 2 | 3 | 4 | 24000 | 8716.8147 | 9000 | 6283.1853 | 1200000 | 1438274.4243 | 495000 | 282743.3388
238 | 918.649 | 2 | 2 | 3 | 4 | 24000 | 8716.8147 | 9000 | 6283.1853 | 1200000 | 1438274.4243 | 495000 | 282743.3388
240 | 922.974 | 2 | 2 | 3 | 4 | 24000 | 8716.8147 | 9000 | 6283.1853 | 1200000 | 1438274.4243 | 495000 | 282743.3388
242 | 927.375 | 2 | 2 | 3 | 4 | 24000 | 8716.8147 | 9000 | 6283.1853 | 1200000 | 1438274.4243 | 495000 | 282743.3388
244 | 929.253 | 2 | 2 | 3 | 4 | 24000 | 8716.8147 | 9000 | 6283.1853 | 1200000 | 1438274.4243 | 495000 | 282743.3388
246 | 930.863 | 2 | 2 | 3 | 4 | 24000 | 8716.8147 | 9000 | 6283.1853 | 1200000 | 1438274.4243 | 495000 | 282743.3388
248 | 931.924 | 2 | 2 | 3 | 4 | 24000 | 8716.8147 | 9000 | 6283.1853 | 1200000 | 1438274.4243 | 495000 | 282743.3388
250 | 936.722 | 2 | 2 | 3 | 4 | 24000 | 8716.8147 | 9000 | 6283.1853 | 1200000 | 1438274.4243 | 495000 | 282743.3388
252 | 941.777 | 2 | 2 | 3 | 4 | 24000 | 8716.8147 | 9000 | 6283.1853 | 1200000 | 1438274.4243 | 495000 | 282743.3388
254 | 948.143 | 2 | 2 | 3 | 4 | 24000 | 8716.8147 | 9000 | 6283.1853 | 1200000 | 1438274.4243 | 495000 | 282743.3388
256 | 955.417 | 2 | 2 | 3 | 4 | 24000 | 8716.8147 | 9000 | 6283.1853 | 1200000 | 1438274.4243 | 495000 | 282743.3388
258 | 962.7 | 2 | 2 | 3 | 4 | 24000 | 8716.8147 | 9000 | 6283.1853 | 1200000 | 1438274.4243 | 495000 | 282743.3388
260 | 969.281 | 2 | 2 | 3 | 4 | 24000 | 8716.8147 | 9000 | 6283.1853 | 1200000 | 1438274.4243 | 495000 | 282743.3388
262 | 980.284 | 2 | 2 | 3 | 4 | 24000 | 8716.8147 | 9000 | 6283.1853 | 1200000 | 1438274.4243 | 495000 | 282743.3388
264 | 986.551 | 2 | 2 | 3 | 4 | 24000 | 8716.8147 | 9000 | 6283.1853 | 1200000 | 1438274.4243 | 495000 | 282743.3388
266 | 989.198 | 2 | 2 | 3 | 4 | 24000 | 8716.8147 | 9000 | 6283.1853 | 1200000 | 1438274.4243 | 495000 | 282743.3388
268 | 994.39 | 2 | 2 | 3 | 4 | 24000 | 8716.8147 | 9000 | 6283.1853 | 1200000 | 1438274.4243 | 495000 | 282743.3388
270 | 999.917 | 2 | 2 | 3 | 4 | 24000 | 8716.8147 | 9000 | 6283.1853 | 1200000 | 1438274.4243 | 495000 | 282743.3388
272 | 1004.623 | 2 | 2 | 3 | 4 | 24000 | 8716.8147 | 9000 | 6283.1853 | 1200000 | 1438274.4243 | 495000 | 282743.3388
274 | 1008.819 | 2 | 2 | 3 | 4 | 24000 | 8716.8147 | 9000 | 6283.1853 | 1200000 | 1438274.4243 | 495000 | 282743.3388
276 | 1007.834 | 2 | 2 | 3 | 4 | 24000 | 8716.8147 | 9000 | 6283.1853 | 1200000 | 1438274.4243 | 495000 | 282743.3388
278 | 1005.626 | 2 | 2 | 3 | 4 | 24000 | 8716.8147 | 9000 | 6283.1853 | 1200000 | 1438274.4243 | 495000 | 282743.3388
280 | 1001.623 | 2 | 2 | 3 | 4 | 24000 | 8716.8147 | 9000 | 6283.1853 | 1200000 | 1438274.4243 | 495000 | 282743.3388
282 | 1004.052 | 2 | 2 | 3 | 4 | 24000 | 8716.8147 | 9000 | 6283.1853 | 1200000 | 1438274.4243 | 495000 | 282743.3388
284 | 1010.797 | 2 | 2 | 3 | 4 | 24000 | 8716.8147 | 9000 | 6283.1853 | 1200000 | 1438274.4243 | 495000 | 282743.3388
286 | 1014.67 | 2 | 2 | 3 | 4 | 24000 | 8716.8147 | 9000 | 6283.1853 | 1200000 | 1438274.4243 | 495000 | 282743.3388
288 | 1017.319 | 2 | 2 | 3 | 4 | 24000 | 8716.8147 | 9000 | 6283.1853 | 1200000 | 1438274.4243 | 495000 | 282743.3388
290 | 1027.459 | 2 | 2 | 3 | 4 | 24000 | 8716.8147 | 9000 | 6283.1853 | 1200000 | 1438274.4243 | 495000 | 282743.3388
292 | 1031.99 | 2 | 2 | 3 | 4 | 24000 | 8716.8147 | 9000 | 6283.1853 | 1200000 | 1438274.4243 | 495000 | 282743.3388
294 | 1036.254 | 2 | 2 | 3 | 4 | 24000 | 8716.8147 | 9000 | 6283.1853 | 1200000 | 1438274.4243 | 495000 | 282743.3388
296 | 1040.127 | 2 | 2 | 3 | 4 | 24000 | 8716.8147 | 9000 | 6283.1853 | 1200000 | 1438274.4243 | 495000 | 282743.3388
298 | 1044.396 | 2 | 2 | 3 | 4 | 24000 | 8716.8147 | 9000 | 6283.1853 | 1200000 | 1438274.4243 | 495000 | 282743.3388
300 | 1051.339 | 2 | 2 | 3 | 4 | 24000 | 8716.8147 | 9000 | 6283.1853 | 1200000 | 1438274.4243 | 495000 | 282743.3388
302 | 1060.955 | 2 | 2 | 3 | 4 | 24000 | 8716.8147 | 9000 | 6283.1853 | 1200000 | 1438274.4243 | 495000 | 282743.3388
304 | 1070.227 | 2 | 2 | 3 | 4 | 24000 | 8716.8147 | 9000 | 6283.1853 | 1200000 | 1438274.4243 | 495000 | 282743.3388
306 | 1072.691 | 2 | 2 | 3 | 4 | 24000 | 8716.8147 | 9000 | 6283.1853 | 1200000 | 1438274.4243 | 495000 | 282743.3388
308 | 1076.503 | 2 | 2 | 3 | 4 | 24000 | 8716.8147 | 9000 | 6283.1853 | 1200000 | 1438274.4243 | 495000 | 282743.3388
310 | 1083.996 | 2 | 2 | 3 | 4 | 24000 | 8716.8147 | 9000 | 6283.1853 | 1200000 | 1438274.4243 | 495000 | 282743.3388
312 | 1097.188 | 2 | 2 | 3 | 4 | 24000 | 8716.8147 | 9000 | 6283.1853 | 1200000 | 1438274.4243 | 495000 | 282743.3388
314 | 1103.545 | 2 | 2 | 3 | 4 | 24000 | 8716.8147 | 9000 | 6283.1853 | 1200000 | 1438274.4243 | 495000 | 282743.3388
316 | 1105.174 | 2 | 2 | 3 | 4 | 24000 | 8716.8147 | 9000 | 6283.1853 | 1200000 | 1438274.4243 | 495000 | 282743.3388
318 | 1111.657 | 2 | 2 | 3 | 4 | 24000 | 8716.8147 | 9000 | 6283.1853 | 1200000 | 1438274.4243 | 495000 | 282743.3388
320 | 1122.935 | 2 | 2 | 3 | 4 | 24000 | 8716.8147 | 9000 | 6283.1853 | 1200000 | 1438274.4243 | 495000 | 282743.3388
322 | 1128.197 | 2 | 2 | 3 | 4 | 24000 | 8716.8147 | 9000 | 6283.1853 | 1200000 | 1438274.4243 | 495000 | 282743.3388
324 | 1132.561 | 2 | 2 | 3 | 4 | 24000 | 8716.8147 | 9000 | 6283.1853 | 1200000 | 1438274.4243 | 495000 | 282743.3388
326 | 1131.854 | 2 | 2 | 3 | 4 | 24000 | 8716.8147 | 9000 | 6283.1853 | 1200000 | 1438274.4243 | 495000 | 282743.3388
328 | 1133.338 | 2 | 2 | 3 | 4 | 24000 | 8716.8147 | 9000 | 6283.1853 | 1200000 | 1438274.4243 | 495000 | 282743.3388
330 | 1136.405 | 2 | 1.8 | 2.8 | 3.8 | 21280 | 7790.6199 | 8400 | 5089.3801 | 1064000 | 1285452.2837 | 462000 | 229022.1044
332 | 1128.709 | 2 | 1.8 | 2.8 | 3.8 | 21280 | 7790.6199 | 8400 | 5089.3801 | 1064000 | 1285452.2837 | 462000 | 229022.1044
334 | 1120.713 | 2 | 1.8 | 2.8 | 3.8 | 21280 | 7790.6199 | 8400 | 5089.3801 | 1064000 | 1285452.2837 | 462000 | 229022.1044
336 | 1115.226 | 2 | 1.8 | 2.8 | 3.8 | 21280 | 7790.6199 | 8400 | 5089.3801 | 1064000 | 1285452.2837 | 462000 | 229022.1044
338 | 1108.709 | 2 | 1.8 | 2.8 | 3.8 | 21280 | 7790.6199 | 8400 | 5089.3801 | 1064000 | 1285452.2837 | 462000 | 229022.1044
340 | 1102.499 | 2 | 1.8 | 2.8 | 3.8 | 21280 | 7790.6199 | 8400 | 5089.3801 | 1064000 | 1285452.2837 | 462000 | 229022.1044
342 | 1096.349 | 2 | 1.8 | 2.8 | 3.8 | 21280 | 7790.6199 | 8400 | 5089.3801 | 1064000 | 1285452.2837 | 462000 | 229022.1044
344 | 1090.39 | 2 | 1.8 | 2.8 | 3.8 | 21280 | 7790.6199 | 8400 | 5089.3801 | 1064000 | 1285452.2837 | 462000 | 229022.1044
346 | 1087.765 | 2 | 1.8 | 2.8 | 3.8 | 21280 | 7790.6199 | 8400 | 5089.3801 | 1064000 | 1285452.2837 | 462000 | 229022.1044
348 | 1084.661 | 2 | 1.8 | 2.8 | 3.8 | 21280 | 7790.6199 | 8400 | 5089.3801 | 1064000 | 1285452.2837 | 462000 | 229022.1044
350 | 1081.662 | 2 | 1.8 | 2.8 | 3.8 | 21280 | 7790.6199 | 8400 | 5089.3801 | 1064000 | 1285452.2837 | 462000 | 229022.1044
352 | 1076.872 | 2 | 1.8 | 2.8 | 3.8 | 21280 | 7790.6199 | 8400 | 5089.3801 | 1064000 | 1285452.2837 | 462000 | 229022.1044
354 | 1070.898 | 2 | 1.8 | 2.8 | 3.8 | 21280 | 7790.6199 | 8400 | 5089.3801 | 1064000 | 1285452.2837 | 462000 | 229022.1044
356 | 1065.018 | 2 | 1.8 | 2.8 | 3.8 | 21280 | 7790.6199 | 8400 | 5089.3801 | 1064000 | 1285452.2837 | 462000 | 229022.1044
358 | 1059.58 | 2 | 1.8 | 2.8 | 3.8 | 21280 | 7790.6199 | 8400 | 5089.3801 | 1064000 | 1285452.2837 | 462000 | 229022.1044
360 | 1055.284 | 2 | 1.8 | 2.8 | 3.8 | 21280 | 7790.6199 | 8400 | 5089.3801 | 1064000 | 1285452.2837 | 462000 | 229022.1044
362 | 1050.886 | 2 | 1.8 | 2.8 | 3.8 | 21280 | 7790.6199 | 8400 | 5089.3801 | 1064000 | 1285452.2837 | 462000 | 229022.1044
364 | 1052.647 | 2 | 1.8 | 2.8 | 3.8 | 21280 | 7790.6199 | 8400 | 5089.3801 | 1064000 | 1285452.2837 | 462000 | 229022.1044
366 | 1051.117 | 2 | 1.8 | 2.8 | 3.8 | 21280 | 7790.6199 | 8400 | 5089.3801 | 1064000 | 1285452.2837 | 462000 | 229022.1044
368 | 1048.266 | 2 | 1.8 | 2.8 | 3.8 | 21280 | 7790.6199 | 8400 | 5089.3801 | 1064000 | 1285452.2837 | 462000 | 229022.1044
370 | 1040.172 | 2 | 1.8 | 2.8 | 3.8 | 21280 | 7790.6199 | 8400 | 5089.3801 | 1064000 | 1285452.2837 | 462000 | 229022.1044
372 | 1033.483 | 2 | 1.8 | 2.8 | 3.8 | 21280 | 7790.6199 | 8400 | 5089.3801 | 1064000 | 1285452.2837 | 462000 | 229022.1044
374 | 1030.95 | 2 | 1.8 | 2.8 | 3.8 | 21280 | 7790.6199 | 8400 | 5089.3801 | 1064000 | 1285452.2837 | 462000 | 229022.1044
376 | 1032.263 | 2 | 1.8 | 2.8 | 3.8 | 21280 | 7790.6199 | 8400 | 5089.3801 | 1064000 | 1285452.2837 | 462000 | 229022.1044
378 | 1031.391 | 2 | 1.8 | 2.8 | 3.8 | 21280 | 7790.6199 | 8400 | 5089.3801 | 1064000 | 1285452.2837 | 462000 | 229022.1044
380 | 1025.791 | 2 | 1.8 | 2.8 | 3.8 | 21280 | 7790.6199 | 8400 | 5089.3801 | 1064000 | 1285452.2837 | 462000 | 229022.1044
382 | 1020.911 | 2 | 1.8 | 2.8 | 3.8 | 21280 | 7790.6199 | 8400 | 5089.3801 | 1064000 | 1285452.2837 | 462000 | 229022.1044
384 | 1015.65 | 2 | 1.8 | 2.8 | 3.8 | 21280 | 7790.6199 | 8400 | 5089.3801 | 1064000 | 1285452.2837 | 462000 | 229022.1044
386 | 1012.139 | 2 | 1.8 | 2.8 | 3.8 | 21280 | 7790.6199 | 8400 | 5089.3801 | 1064000 | 1285452.2837 | 462000 | 229022.1044
388 | 1010.472 | 2 | 1.8 | 2.8 | 3.8 | 21280 | 7790.6199 | 8400 | 5089.3801 | 1064000 | 1285452.2837 | 462000 | 229022.1044
390 | 1005.401 | 2 | 1.8 | 2.8 | 3.8 | 21280 | 7790.6199 | 8400 | 5089.3801 | 1064000 | 1285452.2837 | 462000 | 229022.1044
392 | 996.666 | 2 | 1.8 | 2.8 | 3.8 | 21280 | 7790.6199 | 8400 | 5089.3801 | 1064000 | 1285452.2837 | 462000 | 229022.1044
394 | 991.35 | 2 | 1.8 | 2.8 | 3.8 | 21280 | 7790.6199 | 8400 | 5089.3801 | 1064000 | 1285452.2837 | 462000 | 229022.1044
396 | 990.486 | 2 | 1.8 | 2.8 | 3.8 | 21280 | 7790.6199 | 8400 | 5089.3801 | 1064000 | 1285452.2837 | 462000 | 229022.1044
398 | 992.761 | 2 | 1.8 | 2.8 | 3.8 | 21280 | 7790.6199 | 8400 | 5089.3801 | 1064000 | 1285452.2837 | 462000 | 229022.1044
400 | 999.077 | 2 | 1.8 | 2.8 | 3.8 | 21280 | 7790.6199 | 8400 | 5089.3801 | 1064000 | 1285452.2837 | 462000 | 229022.1044
402 | 1001.8 | 2 | 1.8 | 2.8 | 3.8 | 21280 | 7790.6199 | 8400 | 5089.3801 | 1064000 | 1285452.2837 | 462000 | 229022.1044
404 | 1002.224 | 2 | 1.8 | 2.8 | 3.8 | 21280 | 7790.6199 | 8400 | 5089.3801 | 1064000 | 1285452.2837 | 462000 | 229022.1044
406 | 1002.003 | 2 | 1.8 | 2.8 | 3.8 | 21280 | 7790.6199 | 8400 | 5089.3801 | 1064000 | 1285452.2837 | 462000 | 229022.1044
408 | 1003.596 | 2 | 1.8 | 2.8 | 3.8 | 21280 | 7790.6199 | 8400 | 5089.3801 | 1064000 | 1285452.2837 | 462000 | 229022.1044
410 | 994.111 | 2 | 1.8 | 2.8 | 3.8 | 21280 | 7790.6199 | 8400 | 5089.3801 | 1064000 | 1285452.2837 | 462000 | 229022.1044
412 | 983.925 | 2 | 1.8 | 2.8 | 3.8 | 21280 | 7790.6199 | 8400 | 5089.3801 | 1064000 | 1285452.2837 | 462000 | 229022.1044
414 | 972.347 | 2 | 1.8 | 2.8 | 3.8 | 21280 | 7790.6199 | 8400 | 5089.3801 | 1064000 | 1285452.2837 | 462000 | 229022.1044
416 | 963.901 | 2 | 1.8 | 2.8 | 3.8 | 21280 | 7790.6199 | 8400 | 5089.3801 | 1064000 | 1285452.2837 | 462000 | 229022.1044
418 | 963.258 | 2 | 1.8 | 2.8 | 3.8 | 21280 | 7790.6199 | 8400 | 5089.3801 | 1064000 | 1285452.2837 | 462000 | 229022.1044
420 | 965.836 | 2 | 1.8 | 2.8 | 3.8 | 21280 | 7790.6199 | 8400 | 5089.3801 | 1064000 | 1285452.2837 | 462000 | 229022.1044
422 | 966.309 | 2 | 1.8 | 2.8 | 3.8 | 21280 | 7790.6199 | 8400 | 5089.3801 | 1064000 | 1285452.2837 | 462000 | 229022.1044
424 | 972.884 | 2 | 1.8 | 2.8 | 3.8 | 21280 | 7790.6199 | 8400 | 5089.3801 | 1064000 | 1285452.2837 | 462000 | 229022.1044
426 | 983.972 | 2 | 1.8 | 2.8 | 3.8 | 21280 | 7790.6199 | 8400 | 5089.3801 | 1064000 | 1285452.2837 | 462000 | 229022.1044
428 | 994.096 | 2 | 1.8 | 2.8 | 3.8 | 21280 | 7790.6199 | 8400 | 5089.3801 | 1064000 | 1285452.2837 | 462000 | 229022.1044
430 | 991.695 | 2 | 1.8 | 2.8 | 3.8 | 21280 | 7790.6199 | 8400 | 5089.3801 | 1064000 | 1285452.2837 | 462000 | 229022.1044
432 | 984.933 | 2 | 1.8 | 2.8 | 3.8 | 21280 | 7790.6199 | 8400 | 5089.3801 | 1064000 | 1285452.2837 | 462000 | 229022.1044
434 | 978.185 | 2 | 1.8 | 2.8 | 3.8 | 21280 | 7790.6199 | 8400 | 5089.3801 | 1064000 | 1285452.2837 | 462000 | 229022.1044
436 | 972.686 | 2 | 1.8 | 2.8 | 3.8 | 21280 | 7790.6199 | 8400 | 5089.3801 | 1064000 | 1285452.2837 | 462000 | 229022.1044
438 | 966.824 | 2 | 1.8 | 2.8 | 3.8 | 21280 | 7790.6199 | 8400 | 5089.3801 | 1064000 | 1285452.2837 | 462000 | 229022.1044
440 | 960.902 | 2 | 1.8 | 2.8 | 3.8 | 21280 | 7790.6199 | 8400 | 5089.3801 | 1064000 | 1285452.2837 | 462000 | 229022.1044
442 | 952.924 | 2 | 1.8 | 2.8 | 3.8 | 21280 | 7790.6199 | 8400 | 5089.3801 | 1064000 | 1285452.2837 | 462000 | 229022.1044
444 | 945.683 | 2 | 1.8 | 2.8 | 3.8 | 21280 | 7790.6199 | 8400 | 5089.3801 | 1064000 | 1285452.2837 | 462000 | 229022.1044
446 | 941.042 | 2 | 1.8 | 2.8 | 3.8 | 21280 | 7790.6199 | 8400 | 5089.3801 | 1064000 | 1285452.2837 | 462000 | 229022.1044
448 | 937.104 | 2 | 1.8 | 2.8 | 3.8 | 21280 | 7790.6199 | 8400 | 5089.3801 | 1064000 | 1285452.2837 | 462000 | 229022.1044
450 | 939.943 | 2 | 1.8 | 2.8 | 3.8 | 21280 | 7790.6199 | 8400 | 5089.3801 | 1064000 | 1285452.2837 | 462000 | 229022.1044
452 | 944.776 | 2 | 1.8 | 2.8 | 3.8 | 21280 | 7790.6199 | 8400 | 5089.3801 | 1064000 | 1285452.2837 | 462000 | 229022.1044
454 | 947.762 | 2 | 1.8 | 2.8 | 3.8 | 21280 | 7790.6199 | 8400 | 5089.3801 | 1064000 | 1285452.2837 | 462000 | 229022.1044
456 | 952.649 | 2 | 1.8 | 2.8 | 3.8 | 21280 | 7790.6199 | 8400 | 5089.3801 | 1064000 | 1285452.2837 | 462000 | 229022.1044
458 | 954.554 | 2 | 1.8 | 2.8 | 3.8 | 21280 | 7790.6199 | 8400 | 5089.3801 | 1064000 | 1285452.2837 | 462000 | 229022.1044
460 | 952.37 | 2 | 1.8 | 2.8 | 3.8 | 21280 | 7790.6199 | 8400 | 5089.3801 | 1064000 | 1285452.2837 | 462000 | 229022.1044
462 | 947.552 | 2 | 1.8 | 2.8 | 3.8 | 21280 | 7790.6199 | 8400 | 5089.3801 | 1064000 | 1285452.2837 | 462000 | 229022.1044
464 | 941.898 | 2 | 1.8 | 2.8 | 3.8 | 21280 | 7790.6199 | 8400 | 5089.3801 | 1064000 | 1285452.2837 | 462000 | 229022.1044
466 | 940.521 | 2 | 1.8 | 2.8 | 3.8 | 21280 | 7790.6199 | 8400 | 5089.3801 | 1064000 | 1285452.2837 | 462000 | 229022.1044
468 | 939.702 | 2 | 1.8 | 2.8 | 3.8 | 21280 | 7790.6199 | 8400 | 5089.3801 | 1064000 | 1285452.2837 | 462000 | 229022.1044
470 | 937.147 | 2 | 1.8 | 2.8 | 3.8 | 21280 | 7790.6199 | 8400 | 5089.3801 | 1064000 | 1285452.2837 | 462000 | 229022.1044
472 | 933.872 | 2 | 1.8 | 2.8 | 3.8 | 21280 | 7790.6199 | 8400 | 5089.3801 | 1064000 | 1285452.2837 | 462000 | 229022.1044
474 | 933.184 | 2 | 1.8 | 2.8 | 3.8 | 21280 | 7790.6199 | 8400 | 5089.3801 | 1064000 | 1285452.2837 | 462000 | 229022.1044
476 | 939.292 | 2 | 1.8 | 2.8 | 3.8 | 21280 | 7790.6199 | 8400 | 5089.3801 | 1064000 | 1285452.2837 | 462000 | 229022.1044
478 | 944.619 | 2 | 1.8 | 2.8 | 3.8 | 21280 | 7790.6199 | 8400 | 5089.3801 | 1064000 | 1285452.2837 | 462000 | 229022.1044
480 | 954.023 | 2 | 1.8 | 2.8 | 3.8 | 21280 | 7790.6199 | 8400 | 5089.3801 | 1064000 | 1285452.2837 | 462000 | 229022.1044
482 | 968.263 | 2 | 1.8 | 2.8 | 3.8 | 21280 | 7790.6199 | 8400 | 5089.3801 | 1064000 | 1285452.2837 | 462000 | 229022.1044
484 | 970.384 | 2 | 1.8 | 2.8 | 3.8 | 21280 | 7790.6199 | 8400 | 5089.3801 | 1064000 | 1285452.2837 | 462000 | 229022.1044
486 | 964.636 | 2 | 1.8 | 2.8 | 3.8 | 21280 | 7790.6199 | 8400 | 5089.3801 | 1064000 | 1285452.2837 | 462000 | 229022.1044
488 | 956.631 | 2 | 1.8 | 2.8 | 3.8 | 21280 | 7790.6199 | 8400 | 5089.3801 | 1064000 | 1285452.2837 | 462000 | 229022.1044
490 | 947.426 | 2 | 1.8 | 2.8 | 3.8 | 21280 | 7790.6199 | 8400 | 5089.3801 | 1064000 | 1285452.2837 | 462000 | 229022.1044
492 | 941.72 | 2 | 1.8 | 2.8 | 3.8 | 21280 | 7790.6199 | 8400 | 5089.3801 | 1064000 | 1285452.2837 | 462000 | 229022.1044
494 | 935.985 | 2 | 1.8 | 2.8 | 3.8 | 21280 | 7790.6199 | 8400 | 5089.3801 | 1064000 | 1285452.2837 | 462000 | 229022.1044
496 | 930.475 | 2 | 1.8 | 2.8 | 3.8 | 21280 | 7790.6199 | 8400 | 5089.3801 | 1064000 | 1285452.2837 | 462000 | 229022.1044
498 | 927.611 | 2 | 1.8 | 2.8 | 3.8 | 21280 | 7790.6199 | 8400 | 5089.3801 | 1064000 | 1285452.2837 | 462000 | 229022.1044
500 | 931.256 | 2 | 1.8 | 2.8 | 3.8 | 21280 | 7790.6199 | 8400 | 5089.3801 | 1064000 | 1285452.2837 | 462000 | 229022.1044
502 | 920.044 | 2 | 1.8 | 2.8 | 3.8 | 21280 | 7790.6199 | 8400 | 5089.3801 | 1064000 | 1285452.2837 | 462000 | 229022.1044
504 | 911.78 | 2 | 1.8 | 2.8 | 3.8 | 21280 | 7790.6199 | 8400 | 5089.3801 | 1064000 | 1285452.2837 | 462000 | 229022.1044
506 | 907.989 | 2 | 1.8 | 2.8 | 3.8 | 21280 | 7790.6199 | 8400 | 5089.3801 | 1064000 | 1285452.2837 | 462000 | 229022.1044
508 | 907.289 | 2 | 1.5 | 2.5 | 3.5 | 17500 | 6465.7083 | 7500 | 3534.2917 | 875000 | 1066841.8637 | 412500 | 159043.1281
510 | 900.577 | 2 | 1.5 | 2.5 | 3.5 | 17500 | 6465.7083 | 7500 | 3534.2917 | 875000 | 1066841.8637 | 412500 | 159043.1281
512 | 902.112 | 2 | 1.5 | 2.5 | 3.5 | 17500 | 6465.7083 | 7500 | 3534.2917 | 875000 | 1066841.8637 | 412500 | 159043.1281
514 | 900.179 | 2 | 1.5 | 2.5 | 3.5 | 17500 | 6465.7083 | 7500 | 3534.2917 | 875000 | 1066841.8637 | 412500 | 159043.1281
516 | 903.811 | 2 | 1.5 | 2.5 | 3.5 | 17500 | 6465.7083 | 7500 | 3534.2917 | 875000 | 1066841.8637 | 412500 | 159043.1281
518 | 910.027 | 2 | 1.5 | 2.5 | 3.5 | 17500 | 6465.7083 | 7500 | 3534.2917 | 875000 | 1066841.8637 | 412500 | 159043.1281
520 | 911.131 | 2 | 1.5 | 2.5 | 3.5 | 17500 | 6465.7083 | 7500 | 3534.2917 | 875000 | 1066841.8637 | 412500 | 159043.1281

## Capital Costs
Option 6A Capital Costs
Pipe Cost | 5565681503.2947
Pipe Laying and Joining | 1113136300.6589
Pipe Trench Excavation & Back Fill | 818150027.7012
Air Valve, Scour Valve & Isolating Cost | 358120000
Pump Station Cost PS 1 | 31430340.9711
Pump Station Cost PS 3 | 58920992.7914
Pump Station Cost PS 3 | 71760211.7593
Reservoir Cost BPT 3 | 2822169.6
Reservoir Cost BPT 5 | 2822169.6
Reservoir Cost BPT 5 | 2822169.6
Reservoir Cost BPT 5 | 2822169.6
8028488055.5767
Option 6A Capital Costs (Pula)
Pipe Cost | 5059710457.5406
Pipe Laying and Joining | 1011942091.5081
Pipe Trench Excavation & Back Fill | 743772752.4556
Air Valve, Scour Valve & Isolating Cost | 325563636.3636
Pump Station Cost PS 1 | 28573037.2465
Pump Station Cost PS 3 | 53564538.9013
Pump Station Cost PS 3 | 65236556.1448
Reservoir Cost BPT 3 | 2565608.7273
Reservoir Cost BPT 5 | 2565608.7273
Reservoir Cost BPT 5 | 2565608.7273
Reservoir Cost BPT 5 | 2565608.7273

## Maintenance Costs
Option 6A Maintenance Costs
Item | Percentage Per Annum | Cost R/year
Civil | 0.5% | 27856629.2125
Mechanical & Electrical | 4% | 17938853.3505
Total |  | 45795482.563
Option 6A Maintenance Costs (Pula)
Item | Percentage Per Annum | Cost P/year
Civil | 0.5% | 25324208.375
Mechanical & Electrical | 4% | 16308048.5005
Total |  | 41632256.8754

## Pumping Costs Calculation
Option 11 Pumping Costs Calculations - PS 1
Pipeline Details |  |  |  | New Pipe Flow Equation |  |  | Average Pipe Flow Equation |  |  | Old Pipe Flow Equation |  |  | Biofilm Pipe Flow Equation
Chainage (km) | Elevation (m) | Section Length (km) | Diameter (m) | λ | Friction Component | Secondary Loss Component | λ | Friction Component | Secondary Loss Component | λ | Friction Component | Secondary Loss Component | λ | Friction Component | Secondary Loss Component
2 | 1069.018 | 0 | 1.9 | 0.00867 | 0 | 0 | 0.0097304 | 0 | 0 | 0.011459 | 0 | 0 | 0.014543 | 0 | 0
4 | 1067.321 | 2 | 1.9 | 0.00867 | 0.057863 | 0.0036578 | 0.0097304 | 0.06494 | 0.0036578 | 0.011459 | 0.076477 | 0.0036578 | 0.014543 | 0.097058 | 0.0036578 | 1.618 | 0.060979
6 | 1064.035 | 2 | 1.9 | 0.00867 | 0.057863 | 0.0036578 | 0.0097304 | 0.06494 | 0.0036578 | 0.011459 | 0.076477 | 0.0036578 | 0.014543 | 0.097058 | 0.0036578 | 1.618 | 0.060979
8 | 1063.832 | 2 | 1.9 | 0.00867 | 0.057863 | 0.0036578 | 0.0097304 | 0.06494 | 0.0036578 | 0.011459 | 0.076477 | 0.0036578 | 0.014543 | 0.097058 | 0.0036578 | 1.618 | 0.060979
10 | 1067.893 | 2 | 1.9 | 0.00867 | 0.057863 | 0.0036578 | 0.0097304 | 0.06494 | 0.0036578 | 0.011459 | 0.076477 | 0.0036578 | 0.014543 | 0.097058 | 0.0036578 | 1.618 | 0.060979
12 | 1075.133 | 2 | 1.9 | 0.00867 | 0.057863 | 0.0036578 | 0.0097304 | 0.06494 | 0.0036578 | 0.011459 | 0.076477 | 0.0036578 | 0.014543 | 0.097058 | 0.0036578 | 1.618 | 0.060979
14 | 1082.768 | 2 | 1.9 | 0.00867 | 0.057863 | 0.0036578 | 0.0097304 | 0.06494 | 0.0036578 | 0.011459 | 0.076477 | 0.0036578 | 0.014543 | 0.097058 | 0.0036578 | 1.618 | 0.060979
16 | 1089.726 | 2 | 1.9 | 0.00867 | 0.057863 | 0.0036578 | 0.0097304 | 0.06494 | 0.0036578 | 0.011459 | 0.076477 | 0.0036578 | 0.014543 | 0.097058 | 0.0036578 | 1.618 | 0.060979
18 | 1094.131 | 2 | 1.9 | 0.00867 | 0.057863 | 0.0036578 | 0.0097304 | 0.06494 | 0.0036578 | 0.011459 | 0.076477 | 0.0036578 | 0.014543 | 0.097058 | 0.0036578 | 1.618 | 0.060979
20 | 1097.897 | 2 | 1.9 | 0.00867 | 0.057863 | 0.0036578 | 0.0097304 | 0.06494 | 0.0036578 | 0.011459 | 0.076477 | 0.0036578 | 0.014543 | 0.097058 | 0.0036578 | 1.618 | 0.060979
22 | 1101.67 | 2 | 1.9 | 0.00867 | 0.057863 | 0.0036578 | 0.0097304 | 0.06494 | 0.0036578 | 0.011459 | 0.076477 | 0.0036578 | 0.014543 | 0.097058 | 0.0036578 | 1.618 | 0.060979
16.7903
Option 6A Pumping Costs Calculations - PS 3
Pipeline Details |  |  |  | New Pipe Flow Equation |  |  | Average Pipe Flow Equation |  |  | Old Pipe Flow Equation |  |  | Biofilm Pipe Flow Equation
Chainage (km) | Elevation (m) | Section Length (km) | Diameter (m) | λ | Friction Component | Secondary Loss Component | λ | Friction Component | Secondary Loss Component | λ | Friction Component | Secondary Loss Component | λ | Friction Component | Secondary Loss Component
228 | 913.484 | 2 | 2.2 | 0.008468 | 0.027153 | 0.0020349 | 0.0094904 | 0.030432 | 0.0020349 | 0.011153 | 0.035762 | 0.0020349 | 0.014105 | 0.045227 | 0.0020349
230 | 913.545 | 2 | 2.2 | 0.008468 | 0.027153 | 0.0020349 | 0.0094904 | 0.030432 | 0.0020349 | 0.011153 | 0.035762 | 0.0020349 | 0.014105 | 0.045227 | 0.0020349
232 | 914.546 | 2 | 2.2 | 0.008468 | 0.027153 | 0.0020349 | 0.0094904 | 0.030432 | 0.0020349 | 0.011153 | 0.035762 | 0.0020349 | 0.014105 | 0.045227 | 0.0020349
234 | 918.285 | 2 | 2.2 | 0.008468 | 0.027153 | 0.0020349 | 0.0094904 | 0.030432 | 0.0020349 | 0.011153 | 0.035762 | 0.0020349 | 0.014105 | 0.045227 | 0.0020349
236 | 919.357 | 2 | 2.2 | 0.008468 | 0.027153 | 0.0020349 | 0.0094904 | 0.030432 | 0.0020349 | 0.011153 | 0.035762 | 0.0020349 | 0.014105 | 0.045227 | 0.0020349
238 | 918.649 | 2 | 2.2 | 0.008468 | 0.027153 | 0.0020349 | 0.0094904 | 0.030432 | 0.0020349 | 0.011153 | 0.035762 | 0.0020349 | 0.014105 | 0.045227 | 0.0020349
240 | 922.974 | 2 | 2.2 | 0.008468 | 0.027153 | 0.0020349 | 0.0094904 | 0.030432 | 0.0020349 | 0.011153 | 0.035762 | 0.0020349 | 0.014105 | 0.045227 | 0.0020349
242 | 927.375 | 2 | 2.2 | 0.008468 | 0.027153 | 0.0020349 | 0.0094904 | 0.030432 | 0.0020349 | 0.011153 | 0.035762 | 0.0020349 | 0.014105 | 0.045227 | 0.0020349
244 | 929.253 | 2 | 2.2 | 0.008468 | 0.027153 | 0.0020349 | 0.0094904 | 0.030432 | 0.0020349 | 0.011153 | 0.035762 | 0.0020349 | 0.014105 | 0.045227 | 0.0020349
246 | 930.863 | 2 | 2.2 | 0.008468 | 0.027153 | 0.0020349 | 0.0094904 | 0.030432 | 0.0020349 | 0.011153 | 0.035762 | 0.0020349 | 0.014105 | 0.045227 | 0.0020349
248 | 931.924 | 2 | 2.2 | 0.008468 | 0.027153 | 0.0020349 | 0.0094904 | 0.030432 | 0.0020349 | 0.011153 | 0.035762 | 0.0020349 | 0.014105 | 0.045227 | 0.0020349
250 | 936.722 | 2 | 2.2 | 0.008468 | 0.027153 | 0.0020349 | 0.0094904 | 0.030432 | 0.0020349 | 0.011153 | 0.035762 | 0.0020349 | 0.014105 | 0.045227 | 0.0020349
252 | 941.777 | 2 | 2.2 | 0.008468 | 0.027153 | 0.0020349 | 0.0094904 | 0.030432 | 0.0020349 | 0.011153 | 0.035762 | 0.0020349 | 0.014105 | 0.045227 | 0.0020349
254 | 948.143 | 2 | 2.2 | 0.008468 | 0.027153 | 0.0020349 | 0.0094904 | 0.030432 | 0.0020349 | 0.011153 | 0.035762 | 0.0020349 | 0.014105 | 0.045227 | 0.0020349
256 | 955.417 | 2 | 2.2 | 0.008468 | 0.027153 | 0.0020349 | 0.0094904 | 0.030432 | 0.0020349 | 0.011153 | 0.035762 | 0.0020349 | 0.014105 | 0.045227 | 0.0020349
258 | 962.7 | 2 | 2.2 | 0.008468 | 0.027153 | 0.0020349 | 0.0094904 | 0.030432 | 0.0020349 | 0.011153 | 0.035762 | 0.0020349 | 0.014105 | 0.045227 | 0.0020349
260 | 969.281 | 2 | 2.2 | 0.008468 | 0.027153 | 0.0020349 | 0.0094904 | 0.030432 | 0.0020349 | 0.011153 | 0.035762 | 0.0020349 | 0.014105 | 0.045227 | 0.0020349
262 | 980.284 | 2 | 2.2 | 0.008468 | 0.027153 | 0.0020349 | 0.0094904 | 0.030432 | 0.0020349 | 0.011153 | 0.035762 | 0.0020349 | 0.014105 | 0.045227 | 0.0020349
264 | 986.551 | 2 | 2.2 | 0.008468 | 0.027153 | 0.0020349 | 0.0094904 | 0.030432 | 0.0020349 | 0.011153 | 0.035762 | 0.0020349 | 0.014105 | 0.045227 | 0.0020349
266 | 989.198 | 2 | 2.2 | 0.008468 | 0.027153 | 0.0020349 | 0.0094904 | 0.030432 | 0.0020349 | 0.011153 | 0.035762 | 0.0020349 | 0.014105 | 0.045227 | 0.0020349
268 | 994.39 | 2 | 2.2 | 0.008468 | 0.027153 | 0.0020349 | 0.0094904 | 0.030432 | 0.0020349 | 0.011153 | 0.035762 | 0.0020349 | 0.014105 | 0.045227 | 0.0020349
270 | 999.917 | 2 | 2.2 | 0.008468 | 0.027153 | 0.0020349 | 0.0094904 | 0.030432 | 0.0020349 | 0.011153 | 0.035762 | 0.0020349 | 0.014105 | 0.045227 | 0.0020349
272 | 1004.623 | 2 | 2.2 | 0.008468 | 0.027153 | 0.0020349 | 0.0094904 | 0.030432 | 0.0020349 | 0.011153 | 0.035762 | 0.0020349 | 0.014105 | 0.045227 | 0.0020349
Option 11 Pumping Costs Calculations - PS 2
Pipeline Details |  |  |  | New Pipe Flow Equation |  |  | Average Pipe Flow Equation |  |  | Old Pipe Flow Equation |  |  | Biofilm Pipe Flow Equation
Chainage (km) | Elevation (m) | Section Length (km) | Diameter (m) | λ | Friction Component | Secondary Loss Component | λ | Friction Component | Secondary Loss Component | λ | Friction Component | Secondary Loss Component | λ | Friction Component | Secondary Loss Component
274 | 1008.819 | 2 | 2.2 | 0.008468 | 0.027153 | 0.0020349 | 0.0094904 | 0.030432 | 0.0020349 | 0.011153 | 0.035762 | 0.0020349 | 0.014105 | 0.045227 | 0.0020349
276 | 1007.834 | 2 | 2.2 | 0.008468 | 0.027153 | 0.0020349 | 0.0094904 | 0.030432 | 0.0020349 | 0.011153 | 0.035762 | 0.0020349 | 0.014105 | 0.045227 | 0.0020349
278 | 1005.626 | 2 | 2.2 | 0.008468 | 0.027153 | 0.0020349 | 0.0094904 | 0.030432 | 0.0020349 | 0.011153 | 0.035762 | 0.0020349 | 0.014105 | 0.045227 | 0.0020349
280 | 1001.623 | 2 | 2.2 | 0.008468 | 0.027153 | 0.0020349 | 0.0094904 | 0.030432 | 0.0020349 | 0.011153 | 0.035762 | 0.0020349 | 0.014105 | 0.045227 | 0.0020349
282 | 1004.052 | 2 | 2.2 | 0.008468 | 0.027153 | 0.0020349 | 0.0094904 | 0.030432 | 0.0020349 | 0.011153 | 0.035762 | 0.0020349 | 0.014105 | 0.045227 | 0.0020349
284 | 1010.797 | 2 | 2.2 | 0.008468 | 0.027153 | 0.0020349 | 0.0094904 | 0.030432 | 0.0020349 | 0.011153 | 0.035762 | 0.0020349 | 0.014105 | 0.045227 | 0.0020349
286 | 1014.67 | 2 | 2.2 | 0.008468 | 0.027153 | 0.0020349 | 0.0094904 | 0.030432 | 0.0020349 | 0.011153 | 0.035762 | 0.0020349 | 0.014105 | 0.045227 | 0.0020349
288 | 1017.319 | 2 | 2.2 | 0.008468 | 0.027153 | 0.0020349 | 0.0094904 | 0.030432 | 0.0020349 | 0.011153 | 0.035762 | 0.0020349 | 0.014105 | 0.045227 | 0.0020349
290 | 1027.459 | 2 | 2.2 | 0.008468 | 0.027153 | 0.0020349 | 0.0094904 | 0.030432 | 0.0020349 | 0.011153 | 0.035762 | 0.0020349 | 0.014105 | 0.045227 | 0.0020349
292 | 1031.99 | 2 | 2.2 | 0.008468 | 0.027153 | 0.0020349 | 0.0094904 | 0.030432 | 0.0020349 | 0.011153 | 0.035762 | 0.0020349 | 0.014105 | 0.045227 | 0.0020349
294 | 1036.254 | 2 | 2.2 | 0.008468 | 0.027153 | 0.0020349 | 0.0094904 | 0.030432 | 0.0020349 | 0.011153 | 0.035762 | 0.0020349 | 0.014105 | 0.045227 | 0.0020349
296 | 1040.127 | 2 | 2.2 | 0.008468 | 0.027153 | 0.0020349 | 0.0094904 | 0.030432 | 0.0020349 | 0.011153 | 0.035762 | 0.0020349 | 0.014105 | 0.045227 | 0.0020349
298 | 1044.396 | 2 | 2.2 | 0.008468 | 0.027153 | 0.0020349 | 0.0094904 | 0.030432 | 0.0020349 | 0.011153 | 0.035762 | 0.0020349 | 0.014105 | 0.045227 | 0.0020349
300 | 1051.339 | 2 | 2.2 | 0.008468 | 0.027153 | 0.0020349 | 0.0094904 | 0.030432 | 0.0020349 | 0.011153 | 0.035762 | 0.0020349 | 0.014105 | 0.045227 | 0.0020349
302 | 1060.955 | 2 | 2.2 | 0.008468 | 0.027153 | 0.0020349 | 0.0094904 | 0.030432 | 0.0020349 | 0.011153 | 0.035762 | 0.0020349 | 0.014105 | 0.045227 | 0.0020349
304 | 1070.227 | 2 | 2.2 | 0.008468 | 0.027153 | 0.0020349 | 0.0094904 | 0.030432 | 0.0020349 | 0.011153 | 0.035762 | 0.0020349 | 0.014105 | 0.045227 | 0.0020349
306 | 1072.691 | 2 | 2.2 | 0.008468 | 0.027153 | 0.0020349 | 0.0094904 | 0.030432 | 0.0020349 | 0.011153 | 0.035762 | 0.0020349 | 0.014105 | 0.045227 | 0.0020349
308 | 1076.503 | 2 | 2.2 | 0.008468 | 0.027153 | 0.0020349 | 0.0094904 | 0.030432 | 0.0020349 | 0.011153 | 0.035762 | 0.0020349 | 0.014105 | 0.045227 | 0.0020349
310 | 1083.996 | 2 | 2.2 | 0.008468 | 0.027153 | 0.0020349 | 0.0094904 | 0.030432 | 0.0020349 | 0.011153 | 0.035762 | 0.0020349 | 0.014105 | 0.045227 | 0.0020349
312 | 1097.188 | 2 | 2.2 | 0.008468 | 0.027153 | 0.0020349 | 0.0094904 | 0.030432 | 0.0020349 | 0.011153 | 0.035762 | 0.0020349 | 0.014105 | 0.045227 | 0.0020349
314 | 1103.545 | 2 | 2.2 | 0.008468 | 0.027153 | 0.0020349 | 0.0094904 | 0.030432 | 0.0020349 | 0.011153 | 0.035762 | 0.0020349 | 0.014105 | 0.045227 | 0.0020349
316 | 1105.174 | 2 | 2.2 | 0.008468 | 0.027153 | 0.0020349 | 0.0094904 | 0.030432 | 0.0020349 | 0.011153 | 0.035762 | 0.0020349 | 0.014105 | 0.045227 | 0.0020349
318 | 1111.657 | 2 | 2.2 | 0.008468 | 0.027153 | 0.0020349 | 0.0094904 | 0.030432 | 0.0020349 | 0.011153 | 0.035762 | 0.0020349 | 0.014105 | 0.045227 | 0.0020349
320 | 1122.935 | 2 | 2.2 | 0.008468 | 0.027153 | 0.0020349 | 0.0094904 | 0.030432 | 0.0020349 | 0.011153 | 0.035762 | 0.0020349 | 0.014105 | 0.045227 | 0.0020349
322 | 1128.197 | 2 | 2.2 | 0.008468 | 0.027153 | 0.0020349 | 0.0094904 | 0.030432 | 0.0020349 | 0.011153 | 0.035762 | 0.0020349 | 0.014105 | 0.045227 | 0.0020349
324 | 1132.561 | 2 | 2.2 | 0.008468 | 0.027153 | 0.0020349 | 0.0094904 | 0.030432 | 0.0020349 | 0.011153 | 0.035762 | 0.0020349 | 0.014105 | 0.045227 | 0.0020349
326 | 1131.854 | 2 | 2.2 | 0.008468 | 0.027153 | 0.0020349 | 0.0094904 | 0.030432 | 0.0020349 | 0.011153 | 0.035762 | 0.0020349 | 0.014105 | 0.045227 | 0.0020349
328 | 1133.338 | 2 | 2.2 | 0.008468 | 0.027153 | 0.0020349 | 0.0094904 | 0.030432 | 0.0020349 | 0.011153 | 0.035762 | 0.0020349 | 0.014105 | 0.045227 | 0.0020349
330 | 1136.405 | 2 | 2.2 | 0.008468 | 0.027153 | 0.0020349 | 0.0094904 | 0.030432 | 0.0020349 | 0.011153 | 0.035762 | 0.0020349 | 0.014105 | 0.045227 | 0.0020349

## Pumping Costs
Option 6A Pumping Costs
PS 1
New Pipe - Year 4 to 18 |  | Average Pipe - Year 19 to 33 |  | Old Pipe - Year 34 to 48 |  | Biofilmed Pipe - Year 49 to 63
Pumping Head (m) | 50 | Pumping Head (m) | 50 | Pumping Head (m) | 50 | Pumping Head (m) | 50
Gravitational Head (m) | -32.652 | Gravitational Head (m) | -32.652 | Gravitational Head (m) | -32.652 | Gravitational Head (m) | -32.652
Flow Rate (m3/s) | 5.3102 | Flow Rate (m3/s) | 5.0289 | Flow Rate (m3/s) | 4.6528 | Flow Rate (m3/s) | 4.1503
Pumping Hours per Day | 24 | Pumping Hours per Day | 24 | Pumping Hours per Day | 24 | Pumping Hours per Day | 24
Peak Design Flow (m3/s) | 4.083 | Peak Design Flow | 4.083 | Peak Design Flow | 4.083 | Peak Design Flow | 4.083
Required Pumping Hours | 18.5 | Required Pumping Hours | 19.5 | Required Pumping Hours | 21.1 | Required Pumping Hours | 23.6
Pumpstation Power (kW) | 2342 | Pumpstation Power (kW) | 2342 | Pumpstation Power (kW) | 2342 | Pumpstation Power (kW) | 2342
Pumping Days per Year | 347 | Pumping Days per Year | 347 | Pumping Days per Year | 347 | Pumping Days per Year | 347
Fixed Power Cost per Month | 28.699 | Fixed Power Cost per Month | 28.699 | Fixed Power Cost per Month | 28.699 | Fixed Power Cost per Month | 28.699
Fixed power Cost per Year | 344.388 | Fixed power Cost per Year | 344.388 | Fixed power Cost per Year | 344.388 | Fixed power Cost per Year | 344.388
Power Cost Per kWh | 0.45056 | Power Cost Per kWh | 0.45056 | Power Cost Per kWh | 0.45056 | Power Cost Per kWh | 0.45056
Energy Cost Per Year | 6774274.7406 | Energy Cost Per Year | 7140433.1381 | Energy Cost Per Year | 7726286.574 | Energy Cost Per Year | 8641682.5676
Option 6A Pumping Costs
PS 3
New Pipe - Year 4 to 18 |  | Average Pipe - Year 19 to 33 |  | Old Pipe - Year 34 to 48 |  | Biofilmed Pipe - Year 49 to 63
Pumping Head (m) | 120 | Pumping Head (m) | 120 | Pumping Head (m) | 120 | Pumping Head (m) | 120
Gravitational Head (m) | -95.335 | Gravitational Head (m) | -95.335 | Gravitational Head (m) | -95.335 | Gravitational Head (m) | -95.335
Flow Rate (m3/s) | 6.0614 | Flow Rate (m3/s) | 5.7472 | Flow Rate (m3/s) | 5.3266 | Flow Rate (m3/s) | 4.7634
Pumping Hours per Day | 24 | Pumping Hours per Day | 24 | Pumping Hours per Day | 24 | Pumping Hours per Day | 24
Peak Design Flow (m3/s) | 4.083 | Peak Design Flow | 4.083 | Peak Design Flow | 4.083 | Peak Design Flow | 4.083
Required Pumping Hours | 16.2 | Required Pumping Hours | 17.1 | Required Pumping Hours | 18.4 | Required Pumping Hours | 20.6
Pumpstation Power (kW) | 5620 | Pumpstation Power (kW) | 5620 | Pumpstation Power (kW) | 5620 | Pumpstation Power (kW) | 5620
Pumping Days per Year | 347 | Pumping Days per Year | 347 | Pumping Days per Year | 347 | Pumping Days per Year | 347
Fixed Power Cost per Month | 28.699 | Fixed Power Cost per Month | 28.699 | Fixed Power Cost per Month | 28.699 | Fixed Power Cost per Month | 28.699
Fixed power Cost per Year | 344.388 | Fixed power Cost per Year | 344.388 | Fixed power Cost per Year | 344.388 | Fixed power Cost per Year | 344.388
Power Cost Per kWh | 0.45056 | Power Cost Per kWh | 0.45056 | Power Cost Per kWh | 0.45056 | Power Cost Per kWh | 0.45056
Energy Cost Per Year | 14234556.6581 | Energy Cost Per Year | 15025346.2286 | Energy Cost Per Year | 16167597.8306 | Energy Cost Per Year | 18100639.003
Option 6A Pumping Costs
PS 2
New Pipe - Year 4 to 18 |  | Average Pipe - Year 19 to 33 |  | Old Pipe - Year 34 to 48 |  | Biofilmed Pipe - Year 49 to 63
Pumping Head (m) | 160 | Pumping Head (m) | 160 | Pumping Head (m) | 160 | Pumping Head (m) | 160
Gravitational Head (m) | -127.586 | Gravitational Head (m) | -127.586 | Gravitational Head (m) | -127.586 | Gravitational Head (m) | -127.586
Flow Rate (m3/s) | 6.1882 | Flow Rate (m3/s) | 5.8675 | Flow Rate (m3/s) | 5.438 | Flow Rate (m3/s) | 4.8631
Pumping Hours per Day | 24 | Pumping Hours per Day | 24 | Pumping Hours per Day | 24 | Pumping Hours per Day | 24
Peak Design Flow (m3/s) | 4.083 | Peak Design Flow | 4.083 | Peak Design Flow | 4.083 | Peak Design Flow | 4.083
Required Pumping Hours | 15.8 | Required Pumping Hours | 16.7 | Required Pumping Hours | 18 | Required Pumping Hours | 20.2
Pumpstation Power (kW) | 7493 | Pumpstation Power (kW) | 7493 | Pumpstation Power (kW) | 7493 | Pumpstation Power (kW) | 7493
Pumping Days per Year | 347 | Pumping Days per Year | 347 | Pumping Days per Year | 347 | Pumping Days per Year | 347
Fixed Power Cost per Month | 28.699 | Fixed Power Cost per Month | 28.699 | Fixed Power Cost per Month | 28.699 | Fixed Power Cost per Month | 28.699
Fixed power Cost per Year | 344.388 | Fixed power Cost per Year | 344.388 | Fixed power Cost per Year | 344.388 | Fixed power Cost per Year | 344.388
Power Cost Per kWh | 0.45056 | Power Cost Per kWh | 0.45056 | Power Cost Per kWh | 0.45056 | Power Cost Per kWh | 0.45056
Energy Cost Per Year | 18509854.6262 | Energy Cost Per Year | 19564193.817 | Energy Cost Per Year | 21087128.2037 | Energy Cost Per Year | 23664401.7812
Pipe Type | Energy Cost Per Year PS 1 | Energy Cost Per Year PS 3 | Energy Cost Per Year PS 2
New Pipe | 14234556.6581 | 18509854.6262 | 18509854.6262
Average Pipe | 15025346.2286 | 19564193.817 | 19564193.817
Old Pipe | 16167597.8306 | 21087128.2037 | 21087128.2037
Biofilm Pipe | 18100639.003 | 23664401.7812 | 23664401.7812
Pipe Type | Energy Cost Per Year PS 1 (Pula) | Energy Cost Per Year PS 3 (Pula) | Energy Cost Per Year PS 2 (Pula)
New Pipe | 12940506.0528 | 16827140.5693 | 16827140.5693
Average Pipe | 13659405.6624 | 17785630.7427 | 17785630.7427
Old Pipe | 14697816.2096 | 19170116.5488 | 19170116.5488
Biofilm Pipe | 16455126.3664 | 21513092.5283 | 21513092.5283

## Life Cycle Costing (Pula)
Table 58: Option 6A Life Cycle Costing (Pula)
Year | Reference Year | Capital Cost | Electricity - Pumping Cost | Maintenance Cost | NPV at 6% Discount Rate | NPV at 8% Discount Rate | NPV at 10% Discount Rate
2010 | 0 | 1824656376.2674 |  |  | 1824656376.2674 | 1824656376.2674 | 1824656376.2674
2011 | 1 | 1824656376.2674 |  |  | 1824656376.2674 | 1824656376.2674 | 1824656376.2674
2012 | 2 | 1824656376.2674 |  |  | 1824656376.2674 | 1824656376.2674 | 1824656376.2674
2013 | 3 | 1824656376.2674 |  |  | 1824656376.2674 | 1824656376.2674 | 1824656376.2674
2014 | 4 | 0 | 35926078.2045 | 41632256.8754 | 61433465.7481 | 57007691.6169 | 52973386.4353
2015 | 5 | 0 | 35926078.2045 | 41632256.8754 | 57956099.7623 | 52784899.6453 | 48157624.0321
2016 | 6 | 0 | 35926078.2045 | 41632256.8754 | 54675565.8135 | 48874907.079 | 43779658.211
2017 | 7 | 0 | 35926078.2045 | 41632256.8754 | 51580722.4656 | 45254543.5917 | 39799689.2827
2018 | 8 | 0 | 35926078.2045 | 41632256.8754 | 48661058.9298 | 41902355.1775 | 36181535.7116
2019 | 9 | 0 | 35926078.2045 | 41632256.8754 | 45906659.3677 | 38798477.0162 | 32892305.1923
2020 | 10 | 0 | 35926078.2045 | 41632256.8754 | 43308169.2149 | 35924515.7557 | 29902095.6294
2021 | 11 | 0 | 35926078.2045 | 41632256.8754 | 40856763.4102 | 33263440.5145 | 27183723.2994
2022 | 12 | 0 | 35926078.2045 | 41632256.8754 | 38544116.4248 | 30799481.9579 | 24712475.7268
2023 | 13 | 0 | 35926078.2045 | 41632256.8754 | 36362373.9856 | 28518038.8499 | 22465887.0243
2024 | 14 | 0 | 35926078.2045 | 41632256.8754 | 34304126.4015 | 26405591.5277 | 20423533.6585
2025 | 15 | 0 | 35926078.2045 | 41632256.8754 | 32362383.3977 | 24449621.7849 | 18566848.7804
2026 | 16 | 0 | 35926078.2045 | 41632256.8754 | 30530550.3752 | 22638538.6897 | 16878953.4368
2027 | 17 | 0 | 35926078.2045 | 41632256.8754 | 28802406.0143 | 20961609.8979 | 15344503.1243
2028 | 18 | 0 | 35926078.2045 | 41632256.8754 | 27172081.1456 | 19408898.0536 | 13949548.2948
2029 | 19 | 0 | 37936339.2579 | 41632256.8754 | 26298456.2492 | 18437003.6394 | 13010101.2867
2030 | 20 | 0 | 37936339.2579 | 41632256.8754 | 24809864.3861 | 17071299.6661 | 11827364.806
2031 | 21 | 0 | 37936339.2579 | 41632256.8754 | 23405532.4397 | 15806758.9501 | 10752149.8237
2032 | 22 | 0 | 37936339.2579 | 41632256.8754 | 22080690.9808 | 14635887.9167 | 9774681.6579
2033 | 23 | 0 | 37936339.2579 | 41632256.8754 | 20830840.548 | 13551748.071 | 8886074.2344
2034 | 24 | 0 | 37936339.2579 | 41632256.8754 | 19651736.366 | 12547914.8806 | 8078249.304
2035 | 25 | 0 | 37936339.2579 | 41632256.8754 | 18539373.9302 | 11618439.7043 | 7343863.0037
2036 | 26 | 0 | 37936339.2579 | 41632256.8754 | 17489975.4058 | 10757814.541 | 6676239.0943
2037 | 27 | 0 | 37936339.2579 | 41632256.8754 | 16499976.798 | 9960939.3898 | 6069308.2675
2038 | 28 | 0 | 37936339.2579 | 41632256.8754 | 15566015.8471 | 9223092.0276 | 5517552.9705
2039 | 29 | 0 | 37936339.2579 | 41632256.8754 | 14684920.6105 | 8539900.0255 | 5015957.2459
2040 | 30 | 0 | 37936339.2579 | 41632256.8754 | 13853698.6892 | 7907314.8385 | 4559961.1326
2041 | 31 | 0 | 37936339.2579 | 41632256.8754 | 13069527.0652 | 7321587.8134 | 4145419.2115
2042 | 32 | 0 | 37936339.2579 | 41632256.8754 | 12329742.5144 | 6779247.9754 | 3768562.9195
2043 | 33 | 0 | 37936339.2579 | 41632256.8754 | 11631832.5607 | 6277081.4587 | 3425966.2905
2044 | 34 | 0 | 40891829.6438 | 41632256.8754 | 11381023.1492 | 6027997.1617 | 3230200.1304
2045 | 35 | 0 | 40891829.6438 | 41632256.8754 | 10736814.2917 | 5581478.8534 | 2936545.5731
2046 | 36 | 0 | 40891829.6438 | 41632256.8754 | 10129070.0865 | 5168035.9754 | 2669586.8846
2047 | 37 | 0 | 40891829.6438 | 41632256.8754 | 9555726.4967 | 4785218.4957 | 2426897.1678
2048 | 38 | 0 | 40891829.6438 | 41632256.8754 | 9014836.3177 | 4430757.8664 | 2206270.1526
2049 | 39 | 0 | 40891829.6438 | 41632256.8754 | 8504562.5639 | 4102553.58 | 2005700.1387
2050 | 40 | 0 | 40891829.6438 | 41632256.8754 | 8023172.23 | 3798660.7222 | 1823363.7625
2051 | 41 | 0 | 40891829.6438 | 41632256.8754 | 7569030.4057 | 3517278.4465 | 1657603.4204
2052 | 42 | 0 | 40891829.6438 | 41632256.8754 | 7140594.7224 | 3256739.3023 | 1506912.2004
2053 | 43 | 0 | 40891829.6438 | 41632256.8754 | 6736410.1154 | 3015499.354 | 1369920.1822
2054 | 44 | 0 | 40891829.6438 | 41632256.8754 | 6355103.8825 | 2792129.0315 | 1245381.9838
2055 | 45 | 0 | 40891829.6438 | 41632256.8754 | 5995381.0212 | 2585304.6588 | 1132165.4398
2056 | 46 | 0 | 40891829.6438 | 41632256.8754 | 5656019.8313 | 2393800.61 | 1029241.3089
2057 | 47 | 0 | 40891829.6438 | 41632256.8754 | 5335867.7654 | 2216482.0463 | 935673.9172
2058 | 48 | 0 | 40891829.6438 | 41632256.8754 | 5033837.5145 | 2052298.191 | 850612.652
2059 | 49 | 0 | 45824293.9562 | 41632256.8754 | 5032745.2473 | 2013855.5976 | 819503.4243
2060 | 50 | 0 | 45824293.9562 | 41632256.8754 | 4747872.8748 | 1864681.1089 | 745003.113
2061 | 51 | 0 | 45824293.9562 | 41632256.8754 | 4479125.3536 | 1726556.5823 | 677275.5573
2062 | 52 | 0 | 45824293.9562 | 41632256.8754 | 4225589.9562 | 1598663.5022 | 615705.0521
2063 | 53 | 0 | 45824293.9562 | 41632256.8754 | 3986405.6191 | 1480243.9835 | 559731.8655
2064 | 54 | 0 | 45824293.9562 | 41632256.8754 | 3760760.018 | 1370596.281 | 508847.1505
2065 | 55 | 0 | 45824293.9562 | 41632256.8754 | 3547886.8094 | 1269070.6306 | 462588.3186
2066 | 56 | 0 | 45824293.9562 | 41632256.8754 | 3347063.0277 | 1175065.3987 | 420534.8351
2067 | 57 | 0 | 45824293.9562 | 41632256.8754 | 3157606.63 | 1088023.5173 | 382304.3955
2068 | 58 | 0 | 45824293.9562 | 41632256.8754 | 2978874.1792 | 1007429.1827 | 347549.4505
2069 | 59 | 0 | 45824293.9562 | 41632256.8754 | 2810258.6596 | 932804.7988 | 315954.0459
2070 | 60 | 0 | 45824293.9562 | 41632256.8754 | 2651187.4147 | 863708.147 | 287230.9508
2071 | 61 | 0 | 45824293.9562 | 41632256.8754 | 2501120.2026 | 799729.7657 | 261119.0462
2072 | 62 | 0 | 45824293.9562 | 41632256.8754 | 2359547.3609 | 740490.5238 | 237380.9511
2073 | 63 | 0 | 45824293.9562 | 41632256.8754 | 2225988.0763 | 685639.3739 | 215800.8646
[5 empty] | 8370803713.7412 | 8070394939.8153 | 7884571328.0933

## Life Cycle Costing
Table 58: Option 6A Life Cycle Costing
Year | Reference Year | Capital Cost | Electricity - Pumping Cost | Maintenance Cost | NPV at 6% Discount Rate | NPV at 8% Discount Rate | NPV at 10% Discount Rate
2010 | 0 | 2007122013.8942 |  |  | 2007122013.8942 | 2007122013.8942 | 2007122013.8942
2011 | 1 | 2007122013.8942 |  |  | 2007122013.8942 | 2007122013.8942 | 2007122013.8942
2012 | 2 | 2007122013.8942 |  |  | 2007122013.8942 | 2007122013.8942 | 2007122013.8942
2013 | 3 | 2007122013.8942 |  |  | 2007122013.8942 | 2007122013.8942 | 2007122013.8942
2014 | 4 | 0 | 39518686.0249 | 45795482.563 | 67576812.3229 | 62708460.7786 | 58270725.0788
2015 | 5 | 0 | 39518686.0249 | 45795482.563 | 63751709.7386 | 58063389.6098 | 52973386.4353
2016 | 6 | 0 | 39518686.0249 | 45795482.563 | 60143122.3949 | 53762397.7869 | 48157624.0321
2017 | 7 | 0 | 39518686.0249 | 45795482.563 | 56738794.7122 | 49779997.9508 | 43779658.211
2018 | 8 | 0 | 39518686.0249 | 45795482.563 | 53527164.8228 | 46092590.6952 | 39799689.2827
2019 | 9 | 0 | 39518686.0249 | 45795482.563 | 50497325.3045 | 42678324.7178 | 36181535.7116
2020 | 10 | 0 | 39518686.0249 | 45795482.563 | 47638986.1363 | 39516967.3313 | 32892305.1923
2021 | 11 | 0 | 39518686.0249 | 45795482.563 | 44942439.7513 | 36589784.566 | 29902095.6294
2022 | 12 | 0 | 39518686.0249 | 45795482.563 | 42398528.0672 | 33879430.1537 | 27183723.2994
2023 | 13 | 0 | 39518686.0249 | 45795482.563 | 39998611.3842 | 31369842.7349 | 24712475.7268
2024 | 14 | 0 | 39518686.0249 | 45795482.563 | 37734539.0417 | 29046150.6805 | 22465887.0243
2025 | 15 | 0 | 39518686.0249 | 45795482.563 | 35598621.7374 | 26894583.9634 | 20423533.6585
2026 | 16 | 0 | 39518686.0249 | 45795482.563 | 33583605.4127 | 24902392.5587 | 18566848.7804
2027 | 17 | 0 | 39518686.0249 | 45795482.563 | 31682646.6157 | 23057770.8877 | 16878953.4368
2028 | 18 | 0 | 39518686.0249 | 45795482.563 | 29889289.2601 | 21349787.859 | 15344503.1243
2029 | 19 | 0 | 41729973.1837 | 45795482.563 | 28928301.8742 | 20280704.0033 | 14311111.4153
2030 | 20 | 0 | 41729973.1837 | 45795482.563 | 27290850.8247 | 18778429.6327 | 13010101.2867
2031 | 21 | 0 | 41729973.1837 | 45795482.563 | 25746085.6837 | 17387434.8451 | 11827364.806
2032 | 22 | 0 | 41729973.1837 | 45795482.563 | 24288760.0789 | 16099476.7084 | 10752149.8237
2033 | 23 | 0 | 41729973.1837 | 45795482.563 | 22913924.6028 | 14906922.8781 | 9774681.6579
2034 | 24 | 0 | 41729973.1837 | 45795482.563 | 21616910.0026 | 13802706.3687 | 8886074.2344
2035 | 25 | 0 | 41729973.1837 | 45795482.563 | 20393311.3232 | 12780283.6747 | 8078249.304
2036 | 26 | 0 | 41729973.1837 | 45795482.563 | 19238972.9464 | 11833595.9951 | 7343863.0037
2037 | 27 | 0 | 41729973.1837 | 45795482.563 | 18149974.4778 | 10957033.3288 | 6676239.0943
2038 | 28 | 0 | 41729973.1837 | 45795482.563 | 17122617.4318 | 10145401.2303 | 6069308.2675
2039 | 29 | 0 | 41729973.1837 | 45795482.563 | 16153412.6716 | 9393890.0281 | 5517552.9705
2040 | 30 | 0 | 41729973.1837 | 45795482.563 | 15239068.5581 | 8698046.3223 | 5015957.2459
2041 | 31 | 0 | 41729973.1837 | 45795482.563 | 14376479.7718 | 8053746.5947 | 4559961.1326
2042 | 32 | 0 | 41729973.1837 | 45795482.563 | 13562716.7658 | 7457172.7729 | 4145419.2115
2043 | 33 | 0 | 41729973.1837 | 45795482.563 | 12795015.8168 | 6904789.6045 | 3768562.9195
2044 | 34 | 0 | 44981012.6082 | 45795482.563 | 12519125.4642 | 6630796.8779 | 3553220.1434
2045 | 35 | 0 | 44981012.6082 | 45795482.563 | 11810495.7209 | 6139626.7388 | 3230200.1304
2046 | 36 | 0 | 44981012.6082 | 45795482.563 | 11141977.0952 | 5684839.5729 | 2936545.5731
2047 | 37 | 0 | 44981012.6082 | 45795482.563 | 10511299.1464 | 5263740.3453 | 2669586.8846
2048 | 38 | 0 | 44981012.6082 | 45795482.563 | 9916319.9495 | 4873833.6531 | 2426897.1678
2049 | 39 | 0 | 44981012.6082 | 45795482.563 | 9355018.8202 | 4512808.938 | 2206270.1526
2050 | 40 | 0 | 44981012.6082 | 45795482.563 | 8825489.4531 | 4178526.7945 | 2005700.1387
2051 | 41 | 0 | 44981012.6082 | 45795482.563 | 8325933.4463 | 3869006.2912 | 1823363.7625
2052 | 42 | 0 | 44981012.6082 | 45795482.563 | 7854654.1946 | 3582413.2326 | 1657603.4204
2053 | 43 | 0 | 44981012.6082 | 45795482.563 | 7410051.127 | 3317049.2894 | 1506912.2004
2054 | 44 | 0 | 44981012.6082 | 45795482.563 | 6990614.2707 | 3071341.9346 | 1369920.1822
2055 | 45 | 0 | 44981012.6082 | 45795482.563 | 6594919.1233 | 2843835.1247 | 1245381.9838
2056 | 46 | 0 | 44981012.6082 | 45795482.563 | 6221621.8145 | 2633180.671 | 1132165.4398
2057 | 47 | 0 | 44981012.6082 | 45795482.563 | 5869454.542 | 2438130.2509 | 1029241.3089
2058 | 48 | 0 | 44981012.6082 | 45795482.563 | 5537221.266 | 2257528.0101 | 935673.9172
2059 | 49 | 0 | 50406723.3518 | 45795482.563 | 5536019.772 | 2215241.1574 | 901453.7667
2060 | 50 | 0 | 50406723.3518 | 45795482.563 | 5222660.1623 | 2051149.2198 | 819503.4243
2061 | 51 | 0 | 50406723.3518 | 45795482.563 | 4927037.8889 | 1899212.2406 | 745003.113
2062 | 52 | 0 | 50406723.3518 | 45795482.563 | 4648148.9518 | 1758529.8524 | 677275.5573
2063 | 53 | 0 | 50406723.3518 | 45795482.563 | 4385046.181 | 1628268.3818 | 615705.0521
2064 | 54 | 0 | 50406723.3518 | 45795482.563 | 4136836.0198 | 1507655.9091 | 559731.8655
2065 | 55 | 0 | 50406723.3518 | 45795482.563 | 3902675.4904 | 1395977.6936 | 508847.1505
2066 | 56 | 0 | 50406723.3518 | 45795482.563 | 3681769.3305 | 1292571.9385 | 462588.3186
2067 | 57 | 0 | 50406723.3518 | 45795482.563 | 3473367.2929 | 1196825.869 | 420534.8351
2068 | 58 | 0 | 50406723.3518 | 45795482.563 | 3276761.5971 | 1108172.1009 | 382304.3955
2069 | 59 | 0 | 50406723.3518 | 45795482.563 | 3091284.5256 | 1026085.2786 | 347549.4505
2070 | 60 | 0 | 50406723.3518 | 45795482.563 | 2916306.1562 | 950078.9617 | 315954.0459
2071 | 61 | 0 | 50406723.3518 | 45795482.563 | 2751232.2228 | 879702.7423 | 287230.9508
2072 | 62 | 0 | 50406723.3518 | 45795482.563 | 2595502.097 | 814539.5762 | 261119.0462
2073 | 63 | 0 | 50406723.3518 | 45795482.563 | 2448586.884 | 754203.3113 | 237380.9511
[5 empty] | 9207884085.1153 | 8877434433.7968 | 8673028460.9027