## Cost Estimates
Air Valve, Scour Valve & Isolating Budget |  |  |  | Steel Pipe Prices |  | Pump Station Costs - DWA 2003 Escalated to 2010 |  | Electricity Costs | Pula | Rand | Reservoir Costing |  | Minor Loss - k | 150 | Pipe Trench Excavation & Back Fill
Pipe Diameter (mm) | Civil Rate/m | Mechanical Rate/m | Total R/m | Coating Cost Per m2 | 200 | PS Capacity kW | Cost R/kW | Fixed Charge Per Month | 26.09 | 28.699 | Reservoir (incl. earthowrks and lining) per m3 | 80 |  |  | Excavation Cost (R/m3) | 50
500 | 40 | 70 | 110 | Steel Pipe Cost Per Ton | 17.5 | 100 | 30227.6622 | Energy Charge Per kWh | 0.4096 | 0.45056 |  |  | Friction Factors |  | Bedding and Cradle Fill (R/m3) | 165
600 | 40 | 80 | 120 | Delivery Cost Per m | 85 | 200 | 25032.9622 |  |  |  | Reservoir Costing (Pula) |  | Ks (mm) - New | 0.03 | Main Fill (R/m3) | 55
700 | 40 | 100 | 140 | Laying and Joining 20% of Pipe Price |  | 300 | 22423.6676 |  |  |  | Reservoir (incl. earthowrks and lining) per m3 | 88 | Ks (mm) - Average | 0.06 | Spoil (R/m3) | 45
800 | 40 | 140 | 180 |  |  | 400 | 20740.1478 | [5 empty] | Ks (mm) - Old | 0.15
900 | 40 | 190 | 230 | Steel Pipe Prices (Pula) |  | 500 | 19523.2464 | [5 empty] | Ks (mm) - Biofilm | 0.5
1000 | 40 | 250 | 290 | Coating Cost Per m2 | 220 | 600 | 18582.6012
1100 | 40 | 360 | 400 | Steel Pipe Cost Per Ton | 19.25 | 700 | 17823.054
1200 | 50 | 460 | 510 | Delivery Cost Per m | 93.5 | 800 | 17190.3824
1300 | 50 | 480 | 530 | Laying and Joining 20% of Pipe Price |  | 900 | 16651.2418
1400 | 50 | 500 | 550 |  |  | 1000 | 16183.5318
1500 | 50 | 530 | 580 |  |  | 2000 | 13420.2993
1600 | 60 | 560 | 620 |  |  | 3000 | 12030.295
1700 | 60 | 580 | 640 |  |  | 5000 | 10484.1624
1800 | 60 | 600 | 660 |  |  | 6000 | 9982.2899
1900 | 70 | 640 | 710 |  |  | 7000 | 9576.9667
2000 | 70 | 680 | 750 |  |  | 8000 | 9239.3348
2100 | 70 | 720 | 790 |  |  | 9000 | 8951.5188
2200 | 80 | 760 | 840 |  |  | 10000 | 8701.7305
2300 | 80 | 770 | 850 |  |  | 20000 | 7225.0136
2400 | 90 | 810 | 900 |  |  | 40000 | 6001.0824
2500 | 90 | 850 | 940 |  |  | 50000 | 5653.4377
[6 empty] | 60000 | 5384.5442
[6 empty] | 70000 | 5167.2937
[6 empty] | 80000 | 4986.2759
[6 empty] | 90000 | 4831.929
[6 empty] | 100000 | 4697.9511

## Pipeline Pricing
Option 2A Pipeline Pricing
Chainage (km) | Elevation (m) | Section Length (km) | Diameter (m) | Pipe Wall thickness (mm) | Steel Mass (kg) | Pipe Area (m2) | Coating Cost | Delivery Cost | Pipe Cost | Chamber Cost R/m | Chamber Cost R | Pumpstation Name | Pump Station Power | Reservoir Name | Volume m3
2 | 1069.018 | 0 | 2.2 | 13.75 | 0 | 0 | 0 | 0 | 0 | 840 | 0 | PS1 | 9367 | BPT 2 | 35277.12
4 | 1067.321 | 2 | 2.2 | 13.75 | 1482695.7604 | 13823.0077 | 2764601.5352 | 170000 | 25947175.8077 | 840 | 1680000
6 | 1064.035 | 2 | 2.2 | 13.75 | 1482695.7604 | 13823.0077 | 2764601.5352 | 170000 | 25947175.8077 | 840 | 1680000
8 | 1063.832 | 2 | 2.2 | 15.6612 | 1687311.5978 | 13823.0077 | 2764601.5352 | 170000 | 29527952.9615 | 840 | 1680000
10 | 1067.893 | 2 | 2.2 | 15.3237 | 1651205.0538 | 13823.0077 | 2764601.5352 | 170000 | 28896088.4416 | 840 | 1680000
12 | 1075.133 | 2 | 2.2 | 14.7531 | 1590132.5144 | 13823.0077 | 2764601.5352 | 170000 | 27827319.0023 | 840 | 1680000
14 | 1082.768 | 2 | 2.2 | 14.1535 | 1525925.148 | 13823.0077 | 2764601.5352 | 170000 | 26703690.0901 | 840 | 1680000
16 | 1089.726 | 2 | 2.2 | 13.75 | 1482695.7604 | 13823.0077 | 2764601.5352 | 170000 | 25947175.8077 | 840 | 1680000
18 | 1094.131 | 2 | 2.2 | 13.75 | 1482695.7604 | 13823.0077 | 2764601.5352 | 170000 | 25947175.8077 | 840 | 1680000
20 | 1097.897 | 2 | 2.2 | 13.75 | 1482695.7604 | 13823.0077 | 2764601.5352 | 170000 | 25947175.8077 | 840 | 1680000
22 | 1101.67 | 2 | 2.2 | 13.75 | 1482695.7604 | 13823.0077 | 2764601.5352 | 170000 | 25947175.8077 | 840 | 1680000
24 | 1095.952 | 2 | 2.2 | 13.75 | 1482695.7604 | 13823.0077 | 2764601.5352 | 170000 | 25947175.8077 | 840 | 1680000
26 | 1090.107 | 2 | 2.2 | 13.75 | 1482695.7604 | 13823.0077 | 2764601.5352 | 170000 | 25947175.8077 | 840 | 1680000
28 | 1085.781 | 2 | 2.2 | 13.75 | 1482695.7604 | 13823.0077 | 2764601.5352 | 170000 | 25947175.8077 | 840 | 1680000
30 | 1081.89 | 2 | 2.2 | 13.9003 | 1498804.8635 | 13823.0077 | 2764601.5352 | 170000 | 26229085.1113 | 840 | 1680000
32 | 1077.937 | 2 | 2.2 | 14.1505 | 1525607.3343 | 13823.0077 | 2764601.5352 | 170000 | 26698128.3504 | 840 | 1680000
34 | 1074.89 | 2 | 2.2 | 14.3343 | 1545288.3505 | 13823.0077 | 2764601.5352 | 170000 | 27042546.1342 | 840 | 1680000
36 | 1071.114 | 2 | 2.2 | 14.5715 | 1570690.3096 | 13823.0077 | 2764601.5352 | 170000 | 27487080.4179 | 840 | 1680000
38 | 1065.311 | 2 | 2.2 | 14.9574 | 1611998.2223 | 13823.0077 | 2764601.5352 | 170000 | 28209968.891 | 840 | 1680000
40 | 1059.051 | 2 | 2.2 | 15.3767 | 1656877.2207 | 13823.0077 | 2764601.5352 | 170000 | 28995351.3624 | 840 | 1680000
42 | 1054.28 | 2 | 2.2 | 15.6869 | 1690059.7941 | 13823.0077 | 2764601.5352 | 170000 | 29576046.3967 | 840 | 1680000
44 | 1053.871 | 2 | 2.2 | 15.6772 | 1689022.2423 | 13823.0077 | 2764601.5352 | 170000 | 29557889.2408 | 840 | 1680000
46 | 1050.42 | 2 | 2.2 | 15.8906 | 1711843.995 | 13823.0077 | 2764601.5352 | 170000 | 29957269.9126 | 840 | 1680000
48 | 1052.704 | 2 | 2.2 | 15.6834 | 1689684.6959 | 13823.0077 | 2764601.5352 | 170000 | 29569482.1778 | 840 | 1680000
50 | 1056.355 | 2 | 2.2 | 15.376 | 1656795.883 | 13823.0077 | 2764601.5352 | 170000 | 28993927.9518 | 840 | 1680000
52 | 1058.466 | 2 | 2.2 | 15.1815 | 1635983.7124 | 13823.0077 | 2764601.5352 | 170000 | 28629714.9667 | 840 | 1680000
54 | 1055.99 | 2 | 2.2 | 15.3234 | 1651165.722 | 13823.0077 | 2764601.5352 | 170000 | 28895400.1351 | 840 | 1680000
56 | 1055.66 | 2 | 2.2 | 15.3079 | 1649507.9342 | 13823.0077 | 2764601.5352 | 170000 | 28866388.8478 | 840 | 1680000
58 | 1056.404 | 2 | 2.2 | 15.2136 | 1639422.333 | 13823.0077 | 2764601.5352 | 170000 | 28689890.8267 | 840 | 1680000
60 | 1056.841 | 2 | 2.2 | 15.1419 | 1631745.1881 | 13823.0077 | 2764601.5352 | 170000 | 28555540.7919 | 840 | 1680000
62 | 1056.377 | 2 | 2.2 | 15.1362 | 1631138.7528 | 13823.0077 | 2764601.5352 | 170000 | 28544928.1738 | 840 | 1680000
64 | 1052.503 | 2 | 2.2 | 15.3806 | 1657290.8753 | 13823.0077 | 2764601.5352 | 170000 | 29002590.3169 | 840 | 1680000
66 | 1046.022 | 2 | 2.2 | 15.8162 | 1703885.687 | 13823.0077 | 2764601.5352 | 170000 | 29817999.5218 | 840 | 1680000
68 | 1036.575 | 2 | 2.2 | 16.4693 | 1773712.5297 | 13823.0077 | 2764601.5352 | 170000 | 31039969.2701 | 840 | 1680000
70 | 1031.818 | 2 | 2.2 | 16.7784 | 1806751.9689 | 13823.0077 | 2764601.5352 | 170000 | 31618159.4551 | 840 | 1680000
72 | 1027.675 | 2 | 2.2 | 17.0426 | 1834971.9067 | 13823.0077 | 2764601.5352 | 170000 | 32112008.3669 | 840 | 1680000
74 | 1023.844 | 2 | 2.2 | 17.2838 | 1860741.2756 | 13823.0077 | 2764601.5352 | 170000 | 32562972.3232 | 840 | 1680000
76 | 1020.888 | 2 | 2.2 | 17.4609 | 1879652.8659 | 13823.0077 | 2764601.5352 | 170000 | 32893925.1532 | 840 | 1680000
78 | 1023.648 | 2 | 2.2 | 17.2188 | 1853797.268 | 13823.0077 | 2764601.5352 | 170000 | 32441452.1897 | 840 | 1680000
80 | 1027.566 | 2 | 2.2 | 16.8918 | 1818863.0259 | 13823.0077 | 2764601.5352 | 170000 | 31830102.9526 | 840 | 1680000
82 | 1032.371 | 2 | 2.2 | 16.4997 | 1776966.0619 | 13823.0077 | 2764601.5352 | 170000 | 31096906.0833 | 840 | 1680000
84 | 1034.983 | 2 | 2.2 | 16.2685 | 1752247.7998 | 13823.0077 | 2764601.5352 | 170000 | 30664336.497 | 840 | 1680000
86 | 1033.213 | 2 | 2.2 | 16.3586 | 1761880.3193 | 13823.0077 | 2764601.5352 | 170000 | 30832905.5878 | 840 | 1680000
88 | 1031.188 | 2 | 2.2 | 16.4674 | 1773510.8264 | 13823.0077 | 2764601.5352 | 170000 | 31036439.4628 | 840 | 1680000
90 | 1029.08 | 2 | 2.2 | 16.5823 | 1785790.6791 | 13823.0077 | 2764601.5352 | 170000 | 31251336.8834 | 840 | 1680000
92 | 1026.322 | 2 | 2.2 | 16.7448 | 1803162.9443 | 13823.0077 | 2764601.5352 | 170000 | 31555351.5252 | 840 | 1680000
94 | 1023.207 | 2 | 2.2 | 16.9336 | 1823329.7125 | 13823.0077 | 2764601.5352 | 170000 | 31908269.9683 | 840 | 1680000
96 | 1021.503 | 2 | 2.2 | 17.0188 | 1832439.2554 | 13823.0077 | 2764601.5352 | 170000 | 32067686.9701 | 840 | 1680000
98 | 1019.765 | 2 | 2.2 | 17.1066 | 1841814.4271 | 13823.0077 | 2764601.5352 | 170000 | 32231752.4748 | 840 | 1680000
100 | 1018.493 | 2 | 2.2 | 17.1602 | 1847538.5755 | 13823.0077 | 2764601.5352 | 170000 | 32331925.0714 | 840 | 1680000
102 | 1016.444 | 2 | 2.2 | 17.2708 | 1859348.459 | 13823.0077 | 2764601.5352 | 170000 | 32538598.0325 | 840 | 1680000
104 | 1013.288 | 2 | 2.2 | 17.4625 | 1879826.5117 | 13823.0077 | 2764601.5352 | 170000 | 32896963.9555 | 840 | 1680000
106 | 1007.843 | 2 | 2.2 | 17.8221 | 1918221.8071 | 13823.0077 | 2764601.5352 | 170000 | 33568881.6238 | 840 | 1680000
108 | 1001.282 | 2 | 2.2 | 18.2636 | 1965337.7393 | 13823.0077 | 2764601.5352 | 170000 | 34393410.4385 | 840 | 1680000
110 | 996.609 | 2 | 2.2 | 18.5666 | 1997665.3173 | 13823.0077 | 2764601.5352 | 170000 | 34959143.0523 | 840 | 1680000
112 | 992.999 | 2 | 2.2 | 18.7916 | 2021669.8783 | 13823.0077 | 2764601.5352 | 170000 | 35379222.8696 | 840 | 1680000
114 | 993.639 | 2 | 2.2 | 18.705 | 2012430.1724 | 13823.0077 | 2764601.5352 | 170000 | 35217528.0167 | 840 | 1680000
116 | 994.611 | 2 | 2.2 | 18.594 | 2000592.541 | 13823.0077 | 2764601.5352 | 170000 | 35010369.4682 | 840 | 1680000
118 | 995.751 | 2 | 2.2 | 18.4707 | 1987439.2994 | 13823.0077 | 2764601.5352 | 170000 | 34780187.7398 | 840 | 1680000
120 | 996.479 | 2 | 2.2 | 18.3776 | 1977508.2974 | 13823.0077 | 2764601.5352 | 170000 | 34606395.2046 | 840 | 1680000
122 | 996.147 | 2 | 2.2 | 18.3623 | 1975870.8268 | 13823.0077 | 2764601.5352 | 170000 | 34577739.4688 | 840 | 1680000
124 | 992.094 | 2 | 2.2 | 18.6198 | 2003345.4522 | 13823.0077 | 2764601.5352 | 170000 | 35058545.4143 | 840 | 1680000
126 | 985.623 | 2 | 2.2 | 19.0546 | 2049722.8856 | 13823.0077 | 2764601.5352 | 170000 | 35870150.4983 | 840 | 1680000
128 | 977.759 | 2 | 2.2 | 19.5916 | 2106969.4757 | 13823.0077 | 2764601.5352 | 170000 | 36871965.8253 | 840 | 1680000
130 | 969.772 | 2 | 2.2 | 20.1377 | 2165148.4709 | 13823.0077 | 2764601.5352 | 170000 | 37890098.2406 | 840 | 1680000
132 | 981.785 | 2 | 2.2 | 19.217 | 2067035.5939 | 13823.0077 | 2764601.5352 | 170000 | 36173122.8926 | 840 | 1680000
134 | 991.458 | 2 | 2.2 | 18.468 | 1987148.3591 | 13823.0077 | 2764601.5352 | 170000 | 34775096.2843 | 840 | 1680000
136 | 987.77 | 2 | 2.2 | 18.6987 | 2011765.24 | 13823.0077 | 2764601.5352 | 170000 | 35205891.6993 | 840 | 1680000
138 | 982.725 | 2 | 2.2 | 19.029 | 2046988.8089 | 13823.0077 | 2764601.5352 | 170000 | 35822304.1554 | 840 | 1680000
140 | 977.559 | 2 | 2.2 | 19.3682 | 2083147.5188 | 13823.0077 | 2764601.5352 | 170000 | 36455081.5797 | 840 | 1680000
142 | 975.289 | 2 | 2.2 | 19.4949 | 2096660.7615 | 13823.0077 | 2764601.5352 | 170000 | 36691563.3259 | 840 | 1680000
144 | 973.968 | 2 | 2.2 | 19.5521 | 2102755.2698 | 13823.0077 | 2764601.5352 | 170000 | 36798217.2211 | 840 | 1680000
146 | 962.473 | 2 | 2.2 | 20.3554 | 2188337.8163 | 13823.0077 | 2764601.5352 | 170000 | 38295911.7859 | 840 | 1680000
148 | 951.285 | 2 | 2.2 | 21.1361 | 2271460.7414 | 13823.0077 | 2764601.5352 | 170000 | 39750562.9748 | 840 | 1680000
150 | 948.174 | 2 | 2.2 | 21.3246 | 2291514.5377 | 13823.0077 | 2764601.5352 | 170000 | 40101504.4101 | 840 | 1680000
152 | 944.641 | 2 | 2.2 | 21.544 | 2314857.1511 | 13823.0077 | 2764601.5352 | 170000 | 40510000.1445 | 840 | 1680000
154 | 941.566 | 2 | 2.2 | 21.7298 | 2334622.5572 | 13823.0077 | 2764601.5352 | 170000 | 40855894.7509 | 840 | 1680000
156 | 940.942 | 2 | 2.2 | 21.7359 | 2335267.8444 | 13823.0077 | 2764601.5352 | 170000 | 40867187.2765 | 840 | 1680000
158 | 939.726 | 2 | 2.2 | 21.7853 | 2340530.7314 | 13823.0077 | 2764601.5352 | 170000 | 40959287.7989 | 840 | 1680000
160 | 936.738 | 2 | 2.2 | 21.9648 | 2359613.2418 | 13823.0077 | 2764601.5352 | 170000 | 41293231.7306 | 840 | 1680000
162 | 933.65 | 2 | 2.2 | 22.1515 | 2379472.299 | 13823.0077 | 2764601.5352 | 170000 | 41640765.2319 | 840 | 1680000
164 | 932.745 | 2 | 2.2 | 22.1782 | 2382308.3136 | 13823.0077 | 2764601.5352 | 170000 | 41690395.4884 | 840 | 1680000
166 | 931.696 | 2 | 2.2 | 22.2154 | 2386266.9938 | 13823.0077 | 2764601.5352 | 170000 | 41759672.3913 | 840 | 1680000
168 | 930.999 | 2 | 2.2 | 22.2268 | 2387481.1476 | 13823.0077 | 2764601.5352 | 170000 | 41780920.0823 | 840 | 1680000
170 | 930.885 | 2 | 2.2 | 22.1955 | 2384149.7967 | 13823.0077 | 2764601.5352 | 170000 | 41722621.4419 | 840 | 1680000
172 | 930.378 | 2 | 2.2 | 22.193 | 2383882.5715 | 13823.0077 | 2764601.5352 | 170000 | 41717945.0015 | 840 | 1680000
174 | 931.324 | 2 | 2.2 | 22.0839 | 2372285.864 | 13823.0077 | 2764601.5352 | 170000 | 41515002.6204 | 840 | 1680000
176 | 933.53 | 2 | 2.2 | 21.8825 | 2350861.4801 | 13823.0077 | 2764601.5352 | 170000 | 41140075.9014 | 840 | 1680000
178 | 932.714 | 2 | 2.2 | 21.9026 | 2353004.0937 | 13823.0077 | 2764601.5352 | 170000 | 41177571.6404 | 840 | 1680000
180 | 928.311 | 2 | 2.2 | 22.1858 | 2383117.7461 | 13823.0077 | 2764601.5352 | 170000 | 41704560.5572 | 840 | 1680000
182 | 924.179 | 2 | 2.2 | 22.4491 | 2411111.049 | 13823.0077 | 2764601.5352 | 170000 | 42194443.358 | 840 | 1680000
184 | 928.398 | 2 | 2.2 | 22.1 | 2373998.4849 | 13823.0077 | 2764601.5352 | 170000 | 41544973.4857 | 840 | 1680000
186 | 930.866 | 2 | 2.2 | 21.8794 | 2350531.0571 | 13823.0077 | 2764601.5352 | 170000 | 41134293.499 | 840 | 1680000
188 | 928.411 | 2 | 2.2 | 22.0197 | 2365455.5628 | 13823.0077 | 2764601.5352 | 170000 | 41395472.3498 | 840 | 1680000
190 | 927.849 | 2 | 2.2 | 22.0212 | 2365617.1927 | 13823.0077 | 2764601.5352 | 170000 | 41398300.8725 | 840 | 1680000
192 | 926.71 | 2 | 2.2 | 22.065 | 2370278.2559 | 13823.0077 | 2764601.5352 | 170000 | 41479869.4776 | 840 | 1680000
194 | 926.201 | 2 | 2.2 | 22.0627 | 2370026.594 | 13823.0077 | 2764601.5352 | 170000 | 41475465.3956 | 840 | 1680000
196 | 924.509 | 2 | 2.2 | 22.1471 | 2378999.4283 | 13823.0077 | 2764601.5352 | 170000 | 41632489.9946 | 840 | 1680000
198 | 923.417 | 2 | 2.2 | 22.1875 | 2383293.4916 | 13823.0077 | 2764601.5352 | 170000 | 41707636.1036 | 840 | 1680000
200 | 923.011 | 2 | 2.2 | 22.1775 | 2382238.769 | 13823.0077 | 2764601.5352 | 170000 | 41689178.4576 | 840 | 1680000
202 | 921.969 | 2 | 2.2 | 22.2143 | 2386142.8744 | 13823.0077 | 2764601.5352 | 170000 | 41757500.3015 | 840 | 1680000
204 | 920.661 | 2 | 2.2 | 22.2705 | 2392120.6917 | 13823.0077 | 2764601.5352 | 170000 | 41862112.1049 | 840 | 1680000
206 | 920.243 | 2 | 2.2 | 22.2614 | 2391159.6072 | 13823.0077 | 2764601.5352 | 170000 | 41845293.1264 | 840 | 1680000
208 | 919.297 | 2 | 2.2 | 22.2911 | 2394314.9769 | 13823.0077 | 2764601.5352 | 170000 | 41900512.0952 | 840 | 1680000
210 | 917.533 | 2 | 2.2 | 22.3808 | 2403847.1898 | 13823.0077 | 2764601.5352 | 170000 | 42067325.8218 | 840 | 1680000
212 | 917.684 | 2 | 2.2 | 22.33 | 2398450.4177 | 13823.0077 | 2764601.5352 | 170000 | 41972882.309 | 840 | 1680000
214 | 915.724 | 2 | 2.2 | 22.4341 | 2409510.1473 | 13823.0077 | 2764601.5352 | 170000 | 42166427.5771 | 840 | 1680000
216 | 915.73 | 2 | 2.2 | 22.3939 | 2405243.9872 | 13823.0077 | 2764601.5352 | 170000 | 42091769.7753 | 840 | 1680000
218 | 915.584 | 2 | 2.2 | 22.3649 | 2402162.614 | 13823.0077 | 2764601.5352 | 170000 | 42037845.7449 | 840 | 1680000
220 | 915.444 | 2 | 2.2 | 22.3355 | 2399034.3827 | 13823.0077 | 2764601.5352 | 170000 | 41983101.6978 | 840 | 1680000
222 | 913.52 | 2 | 2.2 | 22.4369 | 2409813.4314 | 13823.0077 | 2764601.5352 | 170000 | 42171735.0501 | 840 | 1680000
224 | 912.524 | 2 | 2.2 | 22.4703 | 2413358.0327 | 13823.0077 | 2764601.5352 | 170000 | 42233765.5721 | 840 | 1680000
226 | 912.565 | 2 | 2.2 | 22.4276 | 2408819.1841 | 13823.0077 | 2764601.5352 | 170000 | 42154335.7223 | 840 | 1680000
228 | 913.484 | 2 | 2.2 | 22.3205 | 2397435.4919 | 13823.0077 | 2764601.5352 | 170000 | 41955121.1086 | 840 | 1680000
230 | 913.545 | 2 | 2.2 | 22.2763 | 2392740.0866 | 13823.0077 | 2764601.5352 | 170000 | 41872951.5154 | 840 | 1680000
232 | 914.546 | 2 | 2.2 | 22.1632 | 2380715.4349 | 13823.0077 | 2764601.5352 | 170000 | 41662520.1112 | 840 | 1680000
234 | 918.285 | 2 | 2.2 | 21.8493 | 2347336.7914 | 13823.0077 | 2764601.5352 | 170000 | 41078393.8491 | 840 | 1680000
236 | 919.357 | 2 | 2.2 | 21.731 | 2334753.5601 | 13823.0077 | 2764601.5352 | 170000 | 40858187.3009 | 840 | 1680000
238 | 918.649 | 2 | 2.2 | 21.7432 | 2336054.0612 | 13823.0077 | 2764601.5352 | 170000 | 40880946.0717 | 840 | 1680000
240 | 922.974 | 2 | 2.2 | 21.3864 | 2298090.1025 | 13823.0077 | 2764601.5352 | 170000 | 40216576.7933 | 840 | 1680000
242 | 927.375 | 2 | 2.2 | 21.0239 | 2259520.3757 | 13823.0077 | 2764601.5352 | 170000 | 39541606.5739 | 840 | 1680000
244 | 929.253 | 2 | 2.2 | 20.8465 | 2240635.5322 | 13823.0077 | 2764601.5352 | 170000 | 39211121.8141 | 840 | 1680000
246 | 930.863 | 2 | 2.2 | 20.6888 | 2223840.0883 | 13823.0077 | 2764601.5352 | 170000 | 38917201.5457 | 840 | 1680000
248 | 931.924 | 2 | 2.2 | 20.5713 | 2211329.2078 | 13823.0077 | 2764601.5352 | 170000 | 38698261.1371 | 840 | 1680000
250 | 936.722 | 2 | 2.2 | 20.1797 | 2169629.2295 | 13823.0077 | 2764601.5352 | 170000 | 37968511.5163 | 840 | 1680000
252 | 941.777 | 2 | 2.2 | 19.7693 | 2125905.8362 | 13823.0077 | 2764601.5352 | 170000 | 37203352.1338 | 840 | 1680000
254 | 948.143 | 2 | 2.2 | 19.2628 | 2071916.7596 | 13823.0077 | 2764601.5352 | 170000 | 36258543.293 | 840 | 1680000
256 | 955.417 | 2 | 2.2 | 18.6897 | 2010799.995 | 13823.0077 | 2764601.5352 | 170000 | 35188999.912 | 840 | 1680000
258 | 962.7 | 2 | 2.2 | 18.1159 | 1949580.3909 | 13823.0077 | 2764601.5352 | 170000 | 34117656.8408 | 840 | 1680000
260 | 969.281 | 2 | 2.2 | 17.5936 | 1893825.2217 | 13823.0077 | 2764601.5352 | 170000 | 33141941.379 | 840 | 1680000
262 | 980.284 | 2 | 2.2 | 16.747 | 1803396.2273 | 13823.0077 | 2764601.5352 | 170000 | 31559433.9775 | 840 | 1680000
264 | 986.551 | 2 | 2.2 | 16.2477 | 1750032.2867 | 13823.0077 | 2764601.5352 | 170000 | 30625565.0174 | 840 | 1680000
266 | 989.198 | 2 | 2.2 | 16.0139 | 1725033.8215 | 13823.0077 | 2764601.5352 | 170000 | 30188091.8756 | 840 | 1680000
268 | 994.39 | 2 | 2.2 | 15.5935 | 1680067.071 | 13823.0077 | 2764601.5352 | 170000 | 29401173.7431 | 840 | 1680000
270 | 999.917 | 2 | 2.2 | 15.1485 | 1632453.8797 | 13823.0077 | 2764601.5352 | 170000 | 28567942.894 | 840 | 1680000
272 | 1004.623 | 2 | 2.2 | 14.7637 | 1591266.7105 | 13823.0077 | 2764601.5352 | 170000 | 27847167.4335 | 840 | 1680000
274 | 1008.819 | 2 | 2.2 | 14.4163 | 1554070.1136 | 13823.0077 | 2764601.5352 | 170000 | 27196226.9881 | 840 | 1680000
276 | 1007.834 | 2 | 2.2 | 14.4488 | 1557554.7167 | 13823.0077 | 2764601.5352 | 170000 | 27257207.542 | 840 | 1680000
278 | 1005.626 | 2 | 2.2 | 14.5711 | 1570642.6534 | 13823.0077 | 2764601.5352 | 170000 | 27486246.435 | 840 | 1680000
280 | 1001.623 | 2 | 2.2 | 14.8249 | 1597821.0813 | 13823.0077 | 2764601.5352 | 170000 | 27961868.923 | 840 | 1680000
282 | 1004.052 | 2 | 2.2 | 14.6071 | 1574501.4997 | 13823.0077 | 2764601.5352 | 170000 | 27553776.2448 | 840 | 1680000
284 | 1010.797 | 2 | 2.2 | 14.0728 | 1517277.2291 | 13823.0077 | 2764601.5352 | 170000 | 26552351.5086 | 840 | 1680000
286 | 1014.67 | 2 | 2.2 | 13.75 | 1482695.7604 | 13823.0077 | 2764601.5352 | 170000 | 25947175.8077 | 840 | 1680000
288 | 1017.319 | 2 | 2.2 | 13.75 | 1482695.7604 | 13823.0077 | 2764601.5352 | 170000 | 25947175.8077 | 840 | 1680000
290 | 1027.459 | 2 | 2.2 | 13.75 | 1482695.7604 | 13823.0077 | 2764601.5352 | 170000 | 25947175.8077 | 840 | 1680000
292 | 1031.99 | 2 | 2.2 | 13.75 | 1482695.7604 | 13823.0077 | 2764601.5352 | 170000 | 25947175.8077 | 840 | 1680000
294 | 1036.254 | 2 | 2.2 | 13.75 | 1482695.7604 | 13823.0077 | 2764601.5352 | 170000 | 25947175.8077 | 840 | 1680000
296 | 1040.127 | 2 | 2.2 | 13.75 | 1482695.7604 | 13823.0077 | 2764601.5352 | 170000 | 25947175.8077 | 840 | 1680000
298 | 1044.396 | 2 | 2.2 | 13.75 | 1482695.7604 | 13823.0077 | 2764601.5352 | 170000 | 25947175.8077 | 840 | 1680000
300 | 1051.339 | 2 | 2.2 | 13.75 | 1482695.7604 | 13823.0077 | 2764601.5352 | 170000 | 25947175.8077 | 840 | 1680000
302 | 1060.955 | 2 | 2.2 | 13.75 | 1482695.7604 | 13823.0077 | 2764601.5352 | 170000 | 25947175.8077 | 840 | 1680000
304 | 1070.227 | 2 | 2.2 | 13.75 | 1482695.7604 | 13823.0077 | 2764601.5352 | 170000 | 25947175.8077 | 840 | 1680000
306 | 1072.691 | 2 | 2.2 | 13.75 | 1482695.7604 | 13823.0077 | 2764601.5352 | 170000 | 25947175.8077 | 840 | 1680000
308 | 1076.503 | 2 | 2.2 | 13.75 | 1482695.7604 | 13823.0077 | 2764601.5352 | 170000 | 25947175.8077 | 840 | 1680000
310 | 1083.996 | 2 | 2.2 | 13.75 | 1482695.7604 | 13823.0077 | 2764601.5352 | 170000 | 25947175.8077 | 840 | 1680000
312 | 1097.188 | 2 | 2.2 | 13.75 | 1482695.7604 | 13823.0077 | 2764601.5352 | 170000 | 25947175.8077 | 840 | 1680000
314 | 1103.545 | 2 | 2.2 | 13.75 | 1482695.7604 | 13823.0077 | 2764601.5352 | 170000 | 25947175.8077 | 840 | 1680000
316 | 1105.174 | 2 | 2.2 | 13.75 | 1482695.7604 | 13823.0077 | 2764601.5352 | 170000 | 25947175.8077 | 840 | 1680000
318 | 1111.657 | 2 | 2.2 | 13.75 | 1482695.7604 | 13823.0077 | 2764601.5352 | 170000 | 25947175.8077 | 840 | 1680000
320 | 1122.935 | 2 | 2.2 | 13.75 | 1482695.7604 | 13823.0077 | 2764601.5352 | 170000 | 25947175.8077 | 840 | 1680000
322 | 1128.197 | 2 | 2.2 | 13.75 | 1482695.7604 | 13823.0077 | 2764601.5352 | 170000 | 25947175.8077 | 840 | 1680000
324 | 1132.561 | 2 | 2.2 | 13.75 | 1482695.7604 | 13823.0077 | 2764601.5352 | 170000 | 25947175.8077 | 840 | 1680000
326 | 1131.854 | 2 | 2.2 | 13.75 | 1482695.7604 | 13823.0077 | 2764601.5352 | 170000 | 25947175.8077 | 840 | 1680000
328 | 1133.338 | 2 | 2.2 | 13.75 | 1482695.7604 | 13823.0077 | 2764601.5352 | 170000 | 25947175.8077 | 840 | 1680000
330 | 1136.405 | 2 | 1.8 | 11.25 | 992548.4016 | 11309.7336 | 2261946.7106 | 170000 | 17369597.0283 | 660 | 1320000
332 | 1128.709 | 2 | 1.8 | 11.25 | 992548.4016 | 11309.7336 | 2261946.7106 | 170000 | 17369597.0283 | 660 | 1320000
334 | 1120.713 | 2 | 1.8 | 11.25 | 992548.4016 | 11309.7336 | 2261946.7106 | 170000 | 17369597.0283 | 660 | 1320000
336 | 1115.226 | 2 | 1.8 | 11.25 | 992548.4016 | 11309.7336 | 2261946.7106 | 170000 | 17369597.0283 | 660 | 1320000
338 | 1108.709 | 2 | 1.8 | 11.25 | 992548.4016 | 11309.7336 | 2261946.7106 | 170000 | 17369597.0283 | 660 | 1320000
340 | 1102.499 | 2 | 1.8 | 11.25 | 992548.4016 | 11309.7336 | 2261946.7106 | 170000 | 17369597.0283 | 660 | 1320000
342 | 1096.349 | 2 | 1.8 | 11.25 | 992548.4016 | 11309.7336 | 2261946.7106 | 170000 | 17369597.0283 | 660 | 1320000
344 | 1090.39 | 2 | 1.8 | 11.25 | 992548.4016 | 11309.7336 | 2261946.7106 | 170000 | 17369597.0283 | 660 | 1320000
346 | 1087.765 | 2 | 1.8 | 11.25 | 992548.4016 | 11309.7336 | 2261946.7106 | 170000 | 17369597.0283 | 660 | 1320000
348 | 1084.661 | 2 | 1.8 | 11.25 | 992548.4016 | 11309.7336 | 2261946.7106 | 170000 | 17369597.0283 | 660 | 1320000
350 | 1081.662 | 2 | 1.8 | 11.25 | 992548.4016 | 11309.7336 | 2261946.7106 | 170000 | 17369597.0283 | 660 | 1320000
352 | 1076.872 | 2 | 1.8 | 11.25 | 992548.4016 | 11309.7336 | 2261946.7106 | 170000 | 17369597.0283 | 660 | 1320000
354 | 1070.898 | 2 | 1.8 | 11.25 | 992548.4016 | 11309.7336 | 2261946.7106 | 170000 | 17369597.0283 | 660 | 1320000
356 | 1065.018 | 2 | 1.8 | 11.25 | 992548.4016 | 11309.7336 | 2261946.7106 | 170000 | 17369597.0283 | 660 | 1320000
358 | 1059.58 | 2 | 1.8 | 11.25 | 992548.4016 | 11309.7336 | 2261946.7106 | 170000 | 17369597.0283 | 660 | 1320000
360 | 1055.284 | 2 | 1.8 | 11.25 | 992548.4016 | 11309.7336 | 2261946.7106 | 170000 | 17369597.0283 | 660 | 1320000
362 | 1050.886 | 2 | 1.8 | 11.25 | 992548.4016 | 11309.7336 | 2261946.7106 | 170000 | 17369597.0283 | 660 | 1320000
364 | 1052.647 | 2 | 1.8 | 11.25 | 992548.4016 | 11309.7336 | 2261946.7106 | 170000 | 17369597.0283 | 660 | 1320000
366 | 1051.117 | 2 | 1.8 | 11.25 | 992548.4016 | 11309.7336 | 2261946.7106 | 170000 | 17369597.0283 | 660 | 1320000
368 | 1048.266 | 2 | 1.8 | 11.25 | 992548.4016 | 11309.7336 | 2261946.7106 | 170000 | 17369597.0283 | 660 | 1320000
370 | 1040.172 | 2 | 1.8 | 11.25 | 992548.4016 | 11309.7336 | 2261946.7106 | 170000 | 17369597.0283 | 660 | 1320000
372 | 1033.483 | 2 | 1.8 | 11.25 | 992548.4016 | 11309.7336 | 2261946.7106 | 170000 | 17369597.0283 | 660 | 1320000
374 | 1030.95 | 2 | 1.8 | 11.25 | 992548.4016 | 11309.7336 | 2261946.7106 | 170000 | 17369597.0283 | 660 | 1320000
376 | 1032.263 | 2 | 1.8 | 11.25 | 992548.4016 | 11309.7336 | 2261946.7106 | 170000 | 17369597.0283 | 660 | 1320000
378 | 1031.391 | 2 | 1.8 | 11.25 | 992548.4016 | 11309.7336 | 2261946.7106 | 170000 | 17369597.0283 | 660 | 1320000
380 | 1025.791 | 2 | 1.8 | 11.25 | 992548.4016 | 11309.7336 | 2261946.7106 | 170000 | 17369597.0283 | 660 | 1320000
382 | 1020.911 | 2 | 1.8 | 11.25 | 992548.4016 | 11309.7336 | 2261946.7106 | 170000 | 17369597.0283 | 660 | 1320000
384 | 1015.65 | 2 | 1.8 | 11.25 | 992548.4016 | 11309.7336 | 2261946.7106 | 170000 | 17369597.0283 | 660 | 1320000
386 | 1012.139 | 2 | 1.8 | 11.25 | 992548.4016 | 11309.7336 | 2261946.7106 | 170000 | 17369597.0283 | 660 | 1320000
388 | 1010.472 | 2 | 1.8 | 11.25 | 992548.4016 | 11309.7336 | 2261946.7106 | 170000 | 17369597.0283 | 660 | 1320000
390 | 1005.401 | 2 | 1.8 | 11.25 | 992548.4016 | 11309.7336 | 2261946.7106 | 170000 | 17369597.0283 | 660 | 1320000
392 | 996.666 | 2 | 1.8 | 11.25 | 992548.4016 | 11309.7336 | 2261946.7106 | 170000 | 17369597.0283 | 660 | 1320000
394 | 991.35 | 2 | 1.8 | 11.25 | 992548.4016 | 11309.7336 | 2261946.7106 | 170000 | 17369597.0283 | 660 | 1320000
396 | 990.486 | 2 | 1.8 | 11.25 | 992548.4016 | 11309.7336 | 2261946.7106 | 170000 | 17369597.0283 | 660 | 1320000
398 | 992.761 | 2 | 1.8 | 11.25 | 992548.4016 | 11309.7336 | 2261946.7106 | 170000 | 17369597.0283 | 660 | 1320000
400 | 999.077 | 2 | 1.8 | 11.25 | 992548.4016 | 11309.7336 | 2261946.7106 | 170000 | 17369597.0283 | 660 | 1320000
402 | 1001.8 | 2 | 1.8 | 11.25 | 992548.4016 | 11309.7336 | 2261946.7106 | 170000 | 17369597.0283 | 660 | 1320000
404 | 1002.224 | 2 | 1.8 | 11.25 | 992548.4016 | 11309.7336 | 2261946.7106 | 170000 | 17369597.0283 | 660 | 1320000
406 | 1002.003 | 2 | 1.8 | 11.25 | 992548.4016 | 11309.7336 | 2261946.7106 | 170000 | 17369597.0283 | 660 | 1320000
408 | 1003.596 | 2 | 1.8 | 11.25 | 992548.4016 | 11309.7336 | 2261946.7106 | 170000 | 17369597.0283 | 660 | 1320000
410 | 994.111 | 2 | 1.8 | 11.25 | 992548.4016 | 11309.7336 | 2261946.7106 | 170000 | 17369597.0283 | 660 | 1320000
412 | 983.925 | 2 | 1.8 | 11.25 | 992548.4016 | 11309.7336 | 2261946.7106 | 170000 | 17369597.0283 | 660 | 1320000
414 | 972.347 | 2 | 1.8 | 11.25 | 992548.4016 | 11309.7336 | 2261946.7106 | 170000 | 17369597.0283 | 660 | 1320000
416 | 963.901 | 2 | 1.8 | 11.25 | 992548.4016 | 11309.7336 | 2261946.7106 | 170000 | 17369597.0283 | 660 | 1320000
418 | 963.258 | 2 | 1.8 | 11.25 | 992548.4016 | 11309.7336 | 2261946.7106 | 170000 | 17369597.0283 | 660 | 1320000
420 | 965.836 | 2 | 1.8 | 11.25 | 992548.4016 | 11309.7336 | 2261946.7106 | 170000 | 17369597.0283 | 660 | 1320000
422 | 966.309 | 2 | 1.8 | 11.25 | 992548.4016 | 11309.7336 | 2261946.7106 | 170000 | 17369597.0283 | 660 | 1320000
424 | 972.884 | 2 | 1.8 | 11.25 | 992548.4016 | 11309.7336 | 2261946.7106 | 170000 | 17369597.0283 | 660 | 1320000
426 | 983.972 | 2 | 1.8 | 11.25 | 992548.4016 | 11309.7336 | 2261946.7106 | 170000 | 17369597.0283 | 660 | 1320000
428 | 994.096 | 2 | 1.8 | 11.25 | 992548.4016 | 11309.7336 | 2261946.7106 | 170000 | 17369597.0283 | 660 | 1320000
430 | 991.695 | 2 | 1.8 | 11.25 | 992548.4016 | 11309.7336 | 2261946.7106 | 170000 | 17369597.0283 | 660 | 1320000
432 | 984.933 | 2 | 1.8 | 11.25 | 992548.4016 | 11309.7336 | 2261946.7106 | 170000 | 17369597.0283 | 660 | 1320000
434 | 978.185 | 2 | 1.8 | 11.25 | 992548.4016 | 11309.7336 | 2261946.7106 | 170000 | 17369597.0283 | 660 | 1320000
436 | 972.686 | 2 | 1.8 | 11.25 | 992548.4016 | 11309.7336 | 2261946.7106 | 170000 | 17369597.0283 | 660 | 1320000
438 | 966.824 | 2 | 1.8 | 11.25 | 992548.4016 | 11309.7336 | 2261946.7106 | 170000 | 17369597.0283 | 660 | 1320000
440 | 960.902 | 2 | 1.8 | 11.25 | 992548.4016 | 11309.7336 | 2261946.7106 | 170000 | 17369597.0283 | 660 | 1320000
442 | 952.924 | 2 | 1.8 | 11.6089 | 1024003.8948 | 11309.7336 | 2261946.7106 | 170000 | 17920068.1588 | 660 | 1320000
444 | 945.683 | 2 | 1.8 | 12.0433 | 1062069.0259 | 11309.7336 | 2261946.7106 | 170000 | 18586207.9537 | 660 | 1320000
446 | 941.042 | 2 | 1.8 | 12.3218 | 1086456.4548 | 11309.7336 | 2261946.7106 | 170000 | 19012987.9595 | 660 | 1320000
448 | 937.104 | 2 | 1.8 | 12.5581 | 1107143.7754 | 11309.7336 | 2261946.7106 | 170000 | 19375016.0689 | 660 | 1320000
450 | 939.943 | 2 | 1.8 | 12.3877 | 1092230.3367 | 11309.7336 | 2261946.7106 | 170000 | 19114030.8929 | 660 | 1320000
452 | 944.776 | 2 | 1.8 | 12.0977 | 1066835.7118 | 11309.7336 | 2261946.7106 | 170000 | 18669624.9556 | 660 | 1320000
454 | 947.762 | 2 | 1.8 | 11.9186 | 1051141.8599 | 11309.7336 | 2261946.7106 | 170000 | 18394982.5477 | 660 | 1320000
456 | 952.649 | 2 | 1.8 | 11.6254 | 1025449.8793 | 11309.7336 | 2261946.7106 | 170000 | 17945372.8883 | 660 | 1320000
458 | 954.554 | 2 | 1.8 | 11.5111 | 1015432.5987 | 11309.7336 | 2261946.7106 | 170000 | 17770070.4769 | 660 | 1320000
460 | 952.37 | 2 | 1.8 | 11.6421 | 1026916.8689 | 11309.7336 | 2261946.7106 | 170000 | 17971045.2063 | 660 | 1320000
462 | 947.552 | 2 | 1.8 | 11.9312 | 1052245.6837 | 11309.7336 | 2261946.7106 | 170000 | 18414299.4649 | 660 | 1320000
464 | 941.898 | 2 | 1.8 | 12.2704 | 1081958.9394 | 11309.7336 | 2261946.7106 | 170000 | 18934281.4392 | 660 | 1320000
466 | 940.521 | 2 | 1.8 | 12.353 | 1089193.7171 | 11309.7336 | 2261946.7106 | 170000 | 19060890.0493 | 660 | 1320000
468 | 939.702 | 2 | 1.8 | 12.4022 | 1093496.4355 | 11309.7336 | 2261946.7106 | 170000 | 19136187.6209 | 660 | 1320000
470 | 937.147 | 2 | 1.8 | 12.5555 | 1106917.9151 | 11309.7336 | 2261946.7106 | 170000 | 19371063.5145 | 660 | 1320000
472 | 933.872 | 2 | 2 | 14.1689 | 1387800.2256 | 12566.3706 | 2513274.1229 | 170000 | 24286503.9474 | 750 | 1500000
474 | 933.184 | 2 | 2 | 14.2147 | 1392260.5775 | 12566.3706 | 2513274.1229 | 170000 | 24364560.1061 | 750 | 1500000
476 | 939.292 | 2 | 2 | 13.8075 | 1352654.7309 | 12566.3706 | 2513274.1229 | 170000 | 23671457.7904 | 750 | 1500000
478 | 944.619 | 2 | 2 | 13.4524 | 1318099.7364 | 12566.3706 | 2513274.1229 | 170000 | 23066745.3867 | 750 | 1500000
480 | 954.023 | 2 | 2 | 12.8255 | 1257067.8353 | 12566.3706 | 2513274.1229 | 170000 | 21998687.1182 | 750 | 1500000
482 | 968.263 | 2 | 2 | 12.5 | 1225368.3971 | 12566.3706 | 2513274.1229 | 170000 | 21443946.9485 | 750 | 1500000
484 | 970.384 | 2 | 2 | 12.5 | 1225368.3971 | 12566.3706 | 2513274.1229 | 170000 | 21443946.9485 | 750 | 1500000
486 | 964.636 | 2 | 1.8 | 11.25 | 992548.4016 | 11309.7336 | 2261946.7106 | 170000 | 17369597.0283 | 660 | 1320000
488 | 956.631 | 2 | 1.8 | 11.3864 | 1004509.4021 | 11309.7336 | 2261946.7106 | 170000 | 17578914.5366 | 660 | 1320000
490 | 947.426 | 2 | 1.8 | 11.9387 | 1052907.9705 | 11309.7336 | 2261946.7106 | 170000 | 18425889.4836 | 660 | 1320000
492 | 941.72 | 2 | 1.8 | 12.2811 | 1082894.1918 | 11309.7336 | 2261946.7106 | 170000 | 18950648.357 | 660 | 1320000
494 | 935.985 | 2 | 1.8 | 12.6252 | 1113021.1636 | 11309.7336 | 2261946.7106 | 170000 | 19477870.3628 | 660 | 1320000
496 | 930.475 | 2 | 1.8 | 12.9558 | 1141955.1687 | 11309.7336 | 2261946.7106 | 170000 | 19984215.4518 | 660 | 1320000
498 | 927.611 | 2 | 1.8 | 13.1276 | 1156990.2914 | 11309.7336 | 2261946.7106 | 170000 | 20247330.0993 | 660 | 1320000
500 | 931.256 | 2 | 1.8 | 12.9089 | 1137854.6524 | 11309.7336 | 2261946.7106 | 170000 | 19912456.4175 | 660 | 1320000
502 | 920.044 | 2 | 1.8 | 13.5817 | 1196700.7082 | 11309.7336 | 2261946.7106 | 170000 | 20942262.394 | 660 | 1320000
504 | 911.78 | 2 | 1.8 | 14.0775 | 1240045.6405 | 11309.7336 | 2261946.7106 | 170000 | 21700798.7094 | 660 | 1320000
506 | 907.989 | 2 | 1.8 | 14.305 | 1259921.4366 | 11309.7336 | 2261946.7106 | 170000 | 22048625.1399 | 660 | 1320000
508 | 907.289 | 2 | 1.5 | 11.9558 | 877493.6815 | 9424.778 | 1884955.5922 | 170000 | 15356139.4264 | 580 | 1160000
510 | 900.577 | 2 | 1.5 | 12.2914 | 901921.523 | 9424.778 | 1884955.5922 | 170000 | 15783626.6524 | 580 | 1160000
512 | 902.112 | 2 | 1.5 | 12.2147 | 896335.9807 | 9424.778 | 1884955.5922 | 170000 | 15685879.6628 | 580 | 1160000
514 | 900.179 | 2 | 1.5 | 12.3113 | 903369.6664 | 9424.778 | 1884955.5922 | 170000 | 15808969.1629 | 580 | 1160000
516 | 903.811 | 2 | 1.5 | 12.1297 | 890152.9994 | 9424.778 | 1884955.5922 | 170000 | 15577677.4899 | 580 | 1160000
518 | 910.027 | 2 | 1.5 | 11.8189 | 867525.7369 | 9424.778 | 1884955.5922 | 170000 | 15181700.3952 | 580 | 1160000
520 | 911.131 | 2 | 1.5 | 9.375 | 689269.7233 | 9424.778 | 1884955.5922 | 170000 | 12062220.1585 | 580 | 1160000

## Pipeline Instalation Costs
Option 2A Excavation and Back Fill Pricing
Chainage (km) | Elevation (m) | Section Length (km) | Diameter (m) | Trench Width (m) | Trench Depth (m) | Excavation (m3) | Bedding and Cradle Fill (m3) | Main fill (m3) | Spoil (m3) | Excavation Cost | Bedding and Cradle Fill Cost | Main Fill Cost | Spoil Cost
2 | 1069.018 | 0 | 2.2 | 3.2 | 4.2 | 0 | 0 | 0 | 0 | 0 | 0 | 0 | 0
4 | 1067.321 | 2 | 2.2 | 3.2 | 4.2 | 26880 | 9677.3458 | 9600 | 7602.6542 | 1344000 | 1596762.0534 | 528000 | 342119.44
6 | 1064.035 | 2 | 2.2 | 3.2 | 4.2 | 26880 | 9677.3458 | 9600 | 7602.6542 | 1344000 | 1596762.0534 | 528000 | 342119.44
8 | 1063.832 | 2 | 2.2 | 3.2 | 4.2 | 26880 | 9677.3458 | 9600 | 7602.6542 | 1344000 | 1596762.0534 | 528000 | 342119.44
10 | 1067.893 | 2 | 2.2 | 3.2 | 4.2 | 26880 | 9677.3458 | 9600 | 7602.6542 | 1344000 | 1596762.0534 | 528000 | 342119.44
12 | 1075.133 | 2 | 2.2 | 3.2 | 4.2 | 26880 | 9677.3458 | 9600 | 7602.6542 | 1344000 | 1596762.0534 | 528000 | 342119.44
14 | 1082.768 | 2 | 2.2 | 3.2 | 4.2 | 26880 | 9677.3458 | 9600 | 7602.6542 | 1344000 | 1596762.0534 | 528000 | 342119.44
16 | 1089.726 | 2 | 2.2 | 3.2 | 4.2 | 26880 | 9677.3458 | 9600 | 7602.6542 | 1344000 | 1596762.0534 | 528000 | 342119.44
18 | 1094.131 | 2 | 2.2 | 3.2 | 4.2 | 26880 | 9677.3458 | 9600 | 7602.6542 | 1344000 | 1596762.0534 | 528000 | 342119.44
20 | 1097.897 | 2 | 2.2 | 3.2 | 4.2 | 26880 | 9677.3458 | 9600 | 7602.6542 | 1344000 | 1596762.0534 | 528000 | 342119.44
22 | 1101.67 | 2 | 2.2 | 3.2 | 4.2 | 26880 | 9677.3458 | 9600 | 7602.6542 | 1344000 | 1596762.0534 | 528000 | 342119.44
24 | 1095.952 | 2 | 2.2 | 3.2 | 4.2 | 26880 | 9677.3458 | 9600 | 7602.6542 | 1344000 | 1596762.0534 | 528000 | 342119.44
26 | 1090.107 | 2 | 2.2 | 3.2 | 4.2 | 26880 | 9677.3458 | 9600 | 7602.6542 | 1344000 | 1596762.0534 | 528000 | 342119.44
28 | 1085.781 | 2 | 2.2 | 3.2 | 4.2 | 26880 | 9677.3458 | 9600 | 7602.6542 | 1344000 | 1596762.0534 | 528000 | 342119.44
30 | 1081.89 | 2 | 2.2 | 3.2 | 4.2 | 26880 | 9677.3458 | 9600 | 7602.6542 | 1344000 | 1596762.0534 | 528000 | 342119.44
32 | 1077.937 | 2 | 2.2 | 3.2 | 4.2 | 26880 | 9677.3458 | 9600 | 7602.6542 | 1344000 | 1596762.0534 | 528000 | 342119.44
34 | 1074.89 | 2 | 2.2 | 3.2 | 4.2 | 26880 | 9677.3458 | 9600 | 7602.6542 | 1344000 | 1596762.0534 | 528000 | 342119.44
36 | 1071.114 | 2 | 2.2 | 3.2 | 4.2 | 26880 | 9677.3458 | 9600 | 7602.6542 | 1344000 | 1596762.0534 | 528000 | 342119.44
38 | 1065.311 | 2 | 2.2 | 3.2 | 4.2 | 26880 | 9677.3458 | 9600 | 7602.6542 | 1344000 | 1596762.0534 | 528000 | 342119.44
40 | 1059.051 | 2 | 2.2 | 3.2 | 4.2 | 26880 | 9677.3458 | 9600 | 7602.6542 | 1344000 | 1596762.0534 | 528000 | 342119.44
42 | 1054.28 | 2 | 2.2 | 3.2 | 4.2 | 26880 | 9677.3458 | 9600 | 7602.6542 | 1344000 | 1596762.0534 | 528000 | 342119.44
44 | 1053.871 | 2 | 2.2 | 3.2 | 4.2 | 26880 | 9677.3458 | 9600 | 7602.6542 | 1344000 | 1596762.0534 | 528000 | 342119.44
46 | 1050.42 | 2 | 2.2 | 3.2 | 4.2 | 26880 | 9677.3458 | 9600 | 7602.6542 | 1344000 | 1596762.0534 | 528000 | 342119.44
48 | 1052.704 | 2 | 2.2 | 3.2 | 4.2 | 26880 | 9677.3458 | 9600 | 7602.6542 | 1344000 | 1596762.0534 | 528000 | 342119.44
50 | 1056.355 | 2 | 2.2 | 3.2 | 4.2 | 26880 | 9677.3458 | 9600 | 7602.6542 | 1344000 | 1596762.0534 | 528000 | 342119.44
52 | 1058.466 | 2 | 2.2 | 3.2 | 4.2 | 26880 | 9677.3458 | 9600 | 7602.6542 | 1344000 | 1596762.0534 | 528000 | 342119.44
54 | 1055.99 | 2 | 2.2 | 3.2 | 4.2 | 26880 | 9677.3458 | 9600 | 7602.6542 | 1344000 | 1596762.0534 | 528000 | 342119.44
56 | 1055.66 | 2 | 2.2 | 3.2 | 4.2 | 26880 | 9677.3458 | 9600 | 7602.6542 | 1344000 | 1596762.0534 | 528000 | 342119.44
58 | 1056.404 | 2 | 2.2 | 3.2 | 4.2 | 26880 | 9677.3458 | 9600 | 7602.6542 | 1344000 | 1596762.0534 | 528000 | 342119.44
60 | 1056.841 | 2 | 2.2 | 3.2 | 4.2 | 26880 | 9677.3458 | 9600 | 7602.6542 | 1344000 | 1596762.0534 | 528000 | 342119.44
62 | 1056.377 | 2 | 2.2 | 3.2 | 4.2 | 26880 | 9677.3458 | 9600 | 7602.6542 | 1344000 | 1596762.0534 | 528000 | 342119.44
64 | 1052.503 | 2 | 2.2 | 3.2 | 4.2 | 26880 | 9677.3458 | 9600 | 7602.6542 | 1344000 | 1596762.0534 | 528000 | 342119.44
66 | 1046.022 | 2 | 2.2 | 3.2 | 4.2 | 26880 | 9677.3458 | 9600 | 7602.6542 | 1344000 | 1596762.0534 | 528000 | 342119.44
68 | 1036.575 | 2 | 2.2 | 3.2 | 4.2 | 26880 | 9677.3458 | 9600 | 7602.6542 | 1344000 | 1596762.0534 | 528000 | 342119.44
70 | 1031.818 | 2 | 2.2 | 3.2 | 4.2 | 26880 | 9677.3458 | 9600 | 7602.6542 | 1344000 | 1596762.0534 | 528000 | 342119.44
72 | 1027.675 | 2 | 2.2 | 3.2 | 4.2 | 26880 | 9677.3458 | 9600 | 7602.6542 | 1344000 | 1596762.0534 | 528000 | 342119.44
74 | 1023.844 | 2 | 2.2 | 3.2 | 4.2 | 26880 | 9677.3458 | 9600 | 7602.6542 | 1344000 | 1596762.0534 | 528000 | 342119.44
76 | 1020.888 | 2 | 2.2 | 3.2 | 4.2 | 26880 | 9677.3458 | 9600 | 7602.6542 | 1344000 | 1596762.0534 | 528000 | 342119.44
78 | 1023.648 | 2 | 2.2 | 3.2 | 4.2 | 26880 | 9677.3458 | 9600 | 7602.6542 | 1344000 | 1596762.0534 | 528000 | 342119.44
80 | 1027.566 | 2 | 2.2 | 3.2 | 4.2 | 26880 | 9677.3458 | 9600 | 7602.6542 | 1344000 | 1596762.0534 | 528000 | 342119.44
82 | 1032.371 | 2 | 2.2 | 3.2 | 4.2 | 26880 | 9677.3458 | 9600 | 7602.6542 | 1344000 | 1596762.0534 | 528000 | 342119.44
84 | 1034.983 | 2 | 2.2 | 3.2 | 4.2 | 26880 | 9677.3458 | 9600 | 7602.6542 | 1344000 | 1596762.0534 | 528000 | 342119.44
86 | 1033.213 | 2 | 2.2 | 3.2 | 4.2 | 26880 | 9677.3458 | 9600 | 7602.6542 | 1344000 | 1596762.0534 | 528000 | 342119.44
88 | 1031.188 | 2 | 2.2 | 3.2 | 4.2 | 26880 | 9677.3458 | 9600 | 7602.6542 | 1344000 | 1596762.0534 | 528000 | 342119.44
90 | 1029.08 | 2 | 2.2 | 3.2 | 4.2 | 26880 | 9677.3458 | 9600 | 7602.6542 | 1344000 | 1596762.0534 | 528000 | 342119.44
92 | 1026.322 | 2 | 2.2 | 3.2 | 4.2 | 26880 | 9677.3458 | 9600 | 7602.6542 | 1344000 | 1596762.0534 | 528000 | 342119.44
94 | 1023.207 | 2 | 2.2 | 3.2 | 4.2 | 26880 | 9677.3458 | 9600 | 7602.6542 | 1344000 | 1596762.0534 | 528000 | 342119.44
96 | 1021.503 | 2 | 2.2 | 3.2 | 4.2 | 26880 | 9677.3458 | 9600 | 7602.6542 | 1344000 | 1596762.0534 | 528000 | 342119.44
98 | 1019.765 | 2 | 2.2 | 3.2 | 4.2 | 26880 | 9677.3458 | 9600 | 7602.6542 | 1344000 | 1596762.0534 | 528000 | 342119.44
100 | 1018.493 | 2 | 2.2 | 3.2 | 4.2 | 26880 | 9677.3458 | 9600 | 7602.6542 | 1344000 | 1596762.0534 | 528000 | 342119.44
102 | 1016.444 | 2 | 2.2 | 3.2 | 4.2 | 26880 | 9677.3458 | 9600 | 7602.6542 | 1344000 | 1596762.0534 | 528000 | 342119.44
104 | 1013.288 | 2 | 2.2 | 3.2 | 4.2 | 26880 | 9677.3458 | 9600 | 7602.6542 | 1344000 | 1596762.0534 | 528000 | 342119.44
106 | 1007.843 | 2 | 2.2 | 3.2 | 4.2 | 26880 | 9677.3458 | 9600 | 7602.6542 | 1344000 | 1596762.0534 | 528000 | 342119.44
108 | 1001.282 | 2 | 2.2 | 3.2 | 4.2 | 26880 | 9677.3458 | 9600 | 7602.6542 | 1344000 | 1596762.0534 | 528000 | 342119.44
110 | 996.609 | 2 | 2.2 | 3.2 | 4.2 | 26880 | 9677.3458 | 9600 | 7602.6542 | 1344000 | 1596762.0534 | 528000 | 342119.44
112 | 992.999 | 2 | 2.2 | 3.2 | 4.2 | 26880 | 9677.3458 | 9600 | 7602.6542 | 1344000 | 1596762.0534 | 528000 | 342119.44
114 | 993.639 | 2 | 2.2 | 3.2 | 4.2 | 26880 | 9677.3458 | 9600 | 7602.6542 | 1344000 | 1596762.0534 | 528000 | 342119.44
116 | 994.611 | 2 | 2.2 | 3.2 | 4.2 | 26880 | 9677.3458 | 9600 | 7602.6542 | 1344000 | 1596762.0534 | 528000 | 342119.44
118 | 995.751 | 2 | 2.2 | 3.2 | 4.2 | 26880 | 9677.3458 | 9600 | 7602.6542 | 1344000 | 1596762.0534 | 528000 | 342119.44
120 | 996.479 | 2 | 2.2 | 3.2 | 4.2 | 26880 | 9677.3458 | 9600 | 7602.6542 | 1344000 | 1596762.0534 | 528000 | 342119.44
122 | 996.147 | 2 | 2.2 | 3.2 | 4.2 | 26880 | 9677.3458 | 9600 | 7602.6542 | 1344000 | 1596762.0534 | 528000 | 342119.44
124 | 992.094 | 2 | 2.2 | 3.2 | 4.2 | 26880 | 9677.3458 | 9600 | 7602.6542 | 1344000 | 1596762.0534 | 528000 | 342119.44
126 | 985.623 | 2 | 2.2 | 3.2 | 4.2 | 26880 | 9677.3458 | 9600 | 7602.6542 | 1344000 | 1596762.0534 | 528000 | 342119.44
128 | 977.759 | 2 | 2.2 | 3.2 | 4.2 | 26880 | 9677.3458 | 9600 | 7602.6542 | 1344000 | 1596762.0534 | 528000 | 342119.44
130 | 969.772 | 2 | 2.2 | 3.2 | 4.2 | 26880 | 9677.3458 | 9600 | 7602.6542 | 1344000 | 1596762.0534 | 528000 | 342119.44
132 | 981.785 | 2 | 2.2 | 3.2 | 4.2 | 26880 | 9677.3458 | 9600 | 7602.6542 | 1344000 | 1596762.0534 | 528000 | 342119.44
134 | 991.458 | 2 | 2.2 | 3.2 | 4.2 | 26880 | 9677.3458 | 9600 | 7602.6542 | 1344000 | 1596762.0534 | 528000 | 342119.44
136 | 987.77 | 2 | 2.2 | 3.2 | 4.2 | 26880 | 9677.3458 | 9600 | 7602.6542 | 1344000 | 1596762.0534 | 528000 | 342119.44
138 | 982.725 | 2 | 2.2 | 3.2 | 4.2 | 26880 | 9677.3458 | 9600 | 7602.6542 | 1344000 | 1596762.0534 | 528000 | 342119.44
140 | 977.559 | 2 | 2.2 | 3.2 | 4.2 | 26880 | 9677.3458 | 9600 | 7602.6542 | 1344000 | 1596762.0534 | 528000 | 342119.44
142 | 975.289 | 2 | 2.2 | 3.2 | 4.2 | 26880 | 9677.3458 | 9600 | 7602.6542 | 1344000 | 1596762.0534 | 528000 | 342119.44
144 | 973.968 | 2 | 2.2 | 3.2 | 4.2 | 26880 | 9677.3458 | 9600 | 7602.6542 | 1344000 | 1596762.0534 | 528000 | 342119.44
146 | 962.473 | 2 | 2.2 | 3.2 | 4.2 | 26880 | 9677.3458 | 9600 | 7602.6542 | 1344000 | 1596762.0534 | 528000 | 342119.44
148 | 951.285 | 2 | 2.2 | 3.2 | 4.2 | 26880 | 9677.3458 | 9600 | 7602.6542 | 1344000 | 1596762.0534 | 528000 | 342119.44
150 | 948.174 | 2 | 2.2 | 3.2 | 4.2 | 26880 | 9677.3458 | 9600 | 7602.6542 | 1344000 | 1596762.0534 | 528000 | 342119.44
152 | 944.641 | 2 | 2.2 | 3.2 | 4.2 | 26880 | 9677.3458 | 9600 | 7602.6542 | 1344000 | 1596762.0534 | 528000 | 342119.44
154 | 941.566 | 2 | 2.2 | 3.2 | 4.2 | 26880 | 9677.3458 | 9600 | 7602.6542 | 1344000 | 1596762.0534 | 528000 | 342119.44
156 | 940.942 | 2 | 2.2 | 3.2 | 4.2 | 26880 | 9677.3458 | 9600 | 7602.6542 | 1344000 | 1596762.0534 | 528000 | 342119.44
158 | 939.726 | 2 | 2.2 | 3.2 | 4.2 | 26880 | 9677.3458 | 9600 | 7602.6542 | 1344000 | 1596762.0534 | 528000 | 342119.44
160 | 936.738 | 2 | 2.2 | 3.2 | 4.2 | 26880 | 9677.3458 | 9600 | 7602.6542 | 1344000 | 1596762.0534 | 528000 | 342119.44
162 | 933.65 | 2 | 2.2 | 3.2 | 4.2 | 26880 | 9677.3458 | 9600 | 7602.6542 | 1344000 | 1596762.0534 | 528000 | 342119.44
164 | 932.745 | 2 | 2.2 | 3.2 | 4.2 | 26880 | 9677.3458 | 9600 | 7602.6542 | 1344000 | 1596762.0534 | 528000 | 342119.44
166 | 931.696 | 2 | 2.2 | 3.2 | 4.2 | 26880 | 9677.3458 | 9600 | 7602.6542 | 1344000 | 1596762.0534 | 528000 | 342119.44
168 | 930.999 | 2 | 2.2 | 3.2 | 4.2 | 26880 | 9677.3458 | 9600 | 7602.6542 | 1344000 | 1596762.0534 | 528000 | 342119.44
170 | 930.885 | 2 | 2.2 | 3.2 | 4.2 | 26880 | 9677.3458 | 9600 | 7602.6542 | 1344000 | 1596762.0534 | 528000 | 342119.44
172 | 930.378 | 2 | 2.2 | 3.2 | 4.2 | 26880 | 9677.3458 | 9600 | 7602.6542 | 1344000 | 1596762.0534 | 528000 | 342119.44
174 | 931.324 | 2 | 2.2 | 3.2 | 4.2 | 26880 | 9677.3458 | 9600 | 7602.6542 | 1344000 | 1596762.0534 | 528000 | 342119.44
176 | 933.53 | 2 | 2.2 | 3.2 | 4.2 | 26880 | 9677.3458 | 9600 | 7602.6542 | 1344000 | 1596762.0534 | 528000 | 342119.44
178 | 932.714 | 2 | 2.2 | 3.2 | 4.2 | 26880 | 9677.3458 | 9600 | 7602.6542 | 1344000 | 1596762.0534 | 528000 | 342119.44
180 | 928.311 | 2 | 2.2 | 3.2 | 4.2 | 26880 | 9677.3458 | 9600 | 7602.6542 | 1344000 | 1596762.0534 | 528000 | 342119.44
182 | 924.179 | 2 | 2.2 | 3.2 | 4.2 | 26880 | 9677.3458 | 9600 | 7602.6542 | 1344000 | 1596762.0534 | 528000 | 342119.44
184 | 928.398 | 2 | 2.2 | 3.2 | 4.2 | 26880 | 9677.3458 | 9600 | 7602.6542 | 1344000 | 1596762.0534 | 528000 | 342119.44
186 | 930.866 | 2 | 2.2 | 3.2 | 4.2 | 26880 | 9677.3458 | 9600 | 7602.6542 | 1344000 | 1596762.0534 | 528000 | 342119.44
188 | 928.411 | 2 | 2.2 | 3.2 | 4.2 | 26880 | 9677.3458 | 9600 | 7602.6542 | 1344000 | 1596762.0534 | 528000 | 342119.44
190 | 927.849 | 2 | 2.2 | 3.2 | 4.2 | 26880 | 9677.3458 | 9600 | 7602.6542 | 1344000 | 1596762.0534 | 528000 | 342119.44
192 | 926.71 | 2 | 2.2 | 3.2 | 4.2 | 26880 | 9677.3458 | 9600 | 7602.6542 | 1344000 | 1596762.0534 | 528000 | 342119.44
194 | 926.201 | 2 | 2.2 | 3.2 | 4.2 | 26880 | 9677.3458 | 9600 | 7602.6542 | 1344000 | 1596762.0534 | 528000 | 342119.44
196 | 924.509 | 2 | 2.2 | 3.2 | 4.2 | 26880 | 9677.3458 | 9600 | 7602.6542 | 1344000 | 1596762.0534 | 528000 | 342119.44
198 | 923.417 | 2 | 2.2 | 3.2 | 4.2 | 26880 | 9677.3458 | 9600 | 7602.6542 | 1344000 | 1596762.0534 | 528000 | 342119.44
200 | 923.011 | 2 | 2.2 | 3.2 | 4.2 | 26880 | 9677.3458 | 9600 | 7602.6542 | 1344000 | 1596762.0534 | 528000 | 342119.44
202 | 921.969 | 2 | 2.2 | 3.2 | 4.2 | 26880 | 9677.3458 | 9600 | 7602.6542 | 1344000 | 1596762.0534 | 528000 | 342119.44
204 | 920.661 | 2 | 2.2 | 3.2 | 4.2 | 26880 | 9677.3458 | 9600 | 7602.6542 | 1344000 | 1596762.0534 | 528000 | 342119.44
206 | 920.243 | 2 | 2.2 | 3.2 | 4.2 | 26880 | 9677.3458 | 9600 | 7602.6542 | 1344000 | 1596762.0534 | 528000 | 342119.44
208 | 919.297 | 2 | 2.2 | 3.2 | 4.2 | 26880 | 9677.3458 | 9600 | 7602.6542 | 1344000 | 1596762.0534 | 528000 | 342119.44
210 | 917.533 | 2 | 2.2 | 3.2 | 4.2 | 26880 | 9677.3458 | 9600 | 7602.6542 | 1344000 | 1596762.0534 | 528000 | 342119.44
212 | 917.684 | 2 | 2.2 | 3.2 | 4.2 | 26880 | 9677.3458 | 9600 | 7602.6542 | 1344000 | 1596762.0534 | 528000 | 342119.44
214 | 915.724 | 2 | 2.2 | 3.2 | 4.2 | 26880 | 9677.3458 | 9600 | 7602.6542 | 1344000 | 1596762.0534 | 528000 | 342119.44
216 | 915.73 | 2 | 2.2 | 3.2 | 4.2 | 26880 | 9677.3458 | 9600 | 7602.6542 | 1344000 | 1596762.0534 | 528000 | 342119.44
218 | 915.584 | 2 | 2.2 | 3.2 | 4.2 | 26880 | 9677.3458 | 9600 | 7602.6542 | 1344000 | 1596762.0534 | 528000 | 342119.44
220 | 915.444 | 2 | 2.2 | 3.2 | 4.2 | 26880 | 9677.3458 | 9600 | 7602.6542 | 1344000 | 1596762.0534 | 528000 | 342119.44
222 | 913.52 | 2 | 2.2 | 3.2 | 4.2 | 26880 | 9677.3458 | 9600 | 7602.6542 | 1344000 | 1596762.0534 | 528000 | 342119.44
224 | 912.524 | 2 | 2.2 | 3.2 | 4.2 | 26880 | 9677.3458 | 9600 | 7602.6542 | 1344000 | 1596762.0534 | 528000 | 342119.44
226 | 912.565 | 2 | 2.2 | 3.2 | 4.2 | 26880 | 9677.3458 | 9600 | 7602.6542 | 1344000 | 1596762.0534 | 528000 | 342119.44
228 | 913.484 | 2 | 2.2 | 3.2 | 4.2 | 26880 | 9677.3458 | 9600 | 7602.6542 | 1344000 | 1596762.0534 | 528000 | 342119.44
230 | 913.545 | 2 | 2.2 | 3.2 | 4.2 | 26880 | 9677.3458 | 9600 | 7602.6542 | 1344000 | 1596762.0534 | 528000 | 342119.44
232 | 914.546 | 2 | 2.2 | 3.2 | 4.2 | 26880 | 9677.3458 | 9600 | 7602.6542 | 1344000 | 1596762.0534 | 528000 | 342119.44
234 | 918.285 | 2 | 2.2 | 3.2 | 4.2 | 26880 | 9677.3458 | 9600 | 7602.6542 | 1344000 | 1596762.0534 | 528000 | 342119.44
236 | 919.357 | 2 | 2.2 | 3.2 | 4.2 | 26880 | 9677.3458 | 9600 | 7602.6542 | 1344000 | 1596762.0534 | 528000 | 342119.44
238 | 918.649 | 2 | 2.2 | 3.2 | 4.2 | 26880 | 9677.3458 | 9600 | 7602.6542 | 1344000 | 1596762.0534 | 528000 | 342119.44
240 | 922.974 | 2 | 2.2 | 3.2 | 4.2 | 26880 | 9677.3458 | 9600 | 7602.6542 | 1344000 | 1596762.0534 | 528000 | 342119.44
242 | 927.375 | 2 | 2.2 | 3.2 | 4.2 | 26880 | 9677.3458 | 9600 | 7602.6542 | 1344000 | 1596762.0534 | 528000 | 342119.44
244 | 929.253 | 2 | 2.2 | 3.2 | 4.2 | 26880 | 9677.3458 | 9600 | 7602.6542 | 1344000 | 1596762.0534 | 528000 | 342119.44
246 | 930.863 | 2 | 2.2 | 3.2 | 4.2 | 26880 | 9677.3458 | 9600 | 7602.6542 | 1344000 | 1596762.0534 | 528000 | 342119.44
248 | 931.924 | 2 | 2.2 | 3.2 | 4.2 | 26880 | 9677.3458 | 9600 | 7602.6542 | 1344000 | 1596762.0534 | 528000 | 342119.44
250 | 936.722 | 2 | 2.2 | 3.2 | 4.2 | 26880 | 9677.3458 | 9600 | 7602.6542 | 1344000 | 1596762.0534 | 528000 | 342119.44
252 | 941.777 | 2 | 2.2 | 3.2 | 4.2 | 26880 | 9677.3458 | 9600 | 7602.6542 | 1344000 | 1596762.0534 | 528000 | 342119.44
254 | 948.143 | 2 | 2.2 | 3.2 | 4.2 | 26880 | 9677.3458 | 9600 | 7602.6542 | 1344000 | 1596762.0534 | 528000 | 342119.44
256 | 955.417 | 2 | 2.2 | 3.2 | 4.2 | 26880 | 9677.3458 | 9600 | 7602.6542 | 1344000 | 1596762.0534 | 528000 | 342119.44
258 | 962.7 | 2 | 2.2 | 3.2 | 4.2 | 26880 | 9677.3458 | 9600 | 7602.6542 | 1344000 | 1596762.0534 | 528000 | 342119.44
260 | 969.281 | 2 | 2.2 | 3.2 | 4.2 | 26880 | 9677.3458 | 9600 | 7602.6542 | 1344000 | 1596762.0534 | 528000 | 342119.44
262 | 980.284 | 2 | 2.2 | 3.2 | 4.2 | 26880 | 9677.3458 | 9600 | 7602.6542 | 1344000 | 1596762.0534 | 528000 | 342119.44
264 | 986.551 | 2 | 2.2 | 3.2 | 4.2 | 26880 | 9677.3458 | 9600 | 7602.6542 | 1344000 | 1596762.0534 | 528000 | 342119.44
266 | 989.198 | 2 | 2.2 | 3.2 | 4.2 | 26880 | 9677.3458 | 9600 | 7602.6542 | 1344000 | 1596762.0534 | 528000 | 342119.44
268 | 994.39 | 2 | 2.2 | 3.2 | 4.2 | 26880 | 9677.3458 | 9600 | 7602.6542 | 1344000 | 1596762.0534 | 528000 | 342119.44
270 | 999.917 | 2 | 2.2 | 3.2 | 4.2 | 26880 | 9677.3458 | 9600 | 7602.6542 | 1344000 | 1596762.0534 | 528000 | 342119.44
272 | 1004.623 | 2 | 2.2 | 3.2 | 4.2 | 26880 | 9677.3458 | 9600 | 7602.6542 | 1344000 | 1596762.0534 | 528000 | 342119.44
274 | 1008.819 | 2 | 2.2 | 3.2 | 4.2 | 26880 | 9677.3458 | 9600 | 7602.6542 | 1344000 | 1596762.0534 | 528000 | 342119.44
276 | 1007.834 | 2 | 2.2 | 3.2 | 4.2 | 26880 | 9677.3458 | 9600 | 7602.6542 | 1344000 | 1596762.0534 | 528000 | 342119.44
278 | 1005.626 | 2 | 2.2 | 3.2 | 4.2 | 26880 | 9677.3458 | 9600 | 7602.6542 | 1344000 | 1596762.0534 | 528000 | 342119.44
280 | 1001.623 | 2 | 2.2 | 3.2 | 4.2 | 26880 | 9677.3458 | 9600 | 7602.6542 | 1344000 | 1596762.0534 | 528000 | 342119.44
282 | 1004.052 | 2 | 2.2 | 3.2 | 4.2 | 26880 | 9677.3458 | 9600 | 7602.6542 | 1344000 | 1596762.0534 | 528000 | 342119.44
284 | 1010.797 | 2 | 2.2 | 3.2 | 4.2 | 26880 | 9677.3458 | 9600 | 7602.6542 | 1344000 | 1596762.0534 | 528000 | 342119.44
286 | 1014.67 | 2 | 2.2 | 3.2 | 4.2 | 26880 | 9677.3458 | 9600 | 7602.6542 | 1344000 | 1596762.0534 | 528000 | 342119.44
288 | 1017.319 | 2 | 2.2 | 3.2 | 4.2 | 26880 | 9677.3458 | 9600 | 7602.6542 | 1344000 | 1596762.0534 | 528000 | 342119.44
290 | 1027.459 | 2 | 2.2 | 3.2 | 4.2 | 26880 | 9677.3458 | 9600 | 7602.6542 | 1344000 | 1596762.0534 | 528000 | 342119.44
292 | 1031.99 | 2 | 2.2 | 3.2 | 4.2 | 26880 | 9677.3458 | 9600 | 7602.6542 | 1344000 | 1596762.0534 | 528000 | 342119.44
294 | 1036.254 | 2 | 2.2 | 3.2 | 4.2 | 26880 | 9677.3458 | 9600 | 7602.6542 | 1344000 | 1596762.0534 | 528000 | 342119.44
296 | 1040.127 | 2 | 2.2 | 3.2 | 4.2 | 26880 | 9677.3458 | 9600 | 7602.6542 | 1344000 | 1596762.0534 | 528000 | 342119.44
298 | 1044.396 | 2 | 2.2 | 3.2 | 4.2 | 26880 | 9677.3458 | 9600 | 7602.6542 | 1344000 | 1596762.0534 | 528000 | 342119.44
300 | 1051.339 | 2 | 2.2 | 3.2 | 4.2 | 26880 | 9677.3458 | 9600 | 7602.6542 | 1344000 | 1596762.0534 | 528000 | 342119.44
302 | 1060.955 | 2 | 2.2 | 3.2 | 4.2 | 26880 | 9677.3458 | 9600 | 7602.6542 | 1344000 | 1596762.0534 | 528000 | 342119.44
304 | 1070.227 | 2 | 2.2 | 3.2 | 4.2 | 26880 | 9677.3458 | 9600 | 7602.6542 | 1344000 | 1596762.0534 | 528000 | 342119.44
306 | 1072.691 | 2 | 2.2 | 3.2 | 4.2 | 26880 | 9677.3458 | 9600 | 7602.6542 | 1344000 | 1596762.0534 | 528000 | 342119.44
308 | 1076.503 | 2 | 2.2 | 3.2 | 4.2 | 26880 | 9677.3458 | 9600 | 7602.6542 | 1344000 | 1596762.0534 | 528000 | 342119.44
310 | 1083.996 | 2 | 2.2 | 3.2 | 4.2 | 26880 | 9677.3458 | 9600 | 7602.6542 | 1344000 | 1596762.0534 | 528000 | 342119.44
312 | 1097.188 | 2 | 2.2 | 3.2 | 4.2 | 26880 | 9677.3458 | 9600 | 7602.6542 | 1344000 | 1596762.0534 | 528000 | 342119.44
314 | 1103.545 | 2 | 2.2 | 3.2 | 4.2 | 26880 | 9677.3458 | 9600 | 7602.6542 | 1344000 | 1596762.0534 | 528000 | 342119.44
316 | 1105.174 | 2 | 2.2 | 3.2 | 4.2 | 26880 | 9677.3458 | 9600 | 7602.6542 | 1344000 | 1596762.0534 | 528000 | 342119.44
318 | 1111.657 | 2 | 2.2 | 3.2 | 4.2 | 26880 | 9677.3458 | 9600 | 7602.6542 | 1344000 | 1596762.0534 | 528000 | 342119.44
320 | 1122.935 | 2 | 2.2 | 3.2 | 4.2 | 26880 | 9677.3458 | 9600 | 7602.6542 | 1344000 | 1596762.0534 | 528000 | 342119.44
322 | 1128.197 | 2 | 2.2 | 3.2 | 4.2 | 26880 | 9677.3458 | 9600 | 7602.6542 | 1344000 | 1596762.0534 | 528000 | 342119.44
324 | 1132.561 | 2 | 2.2 | 3.2 | 4.2 | 26880 | 9677.3458 | 9600 | 7602.6542 | 1344000 | 1596762.0534 | 528000 | 342119.44
326 | 1131.854 | 2 | 2.2 | 3.2 | 4.2 | 26880 | 9677.3458 | 9600 | 7602.6542 | 1344000 | 1596762.0534 | 528000 | 342119.44
328 | 1133.338 | 2 | 2.2 | 3.2 | 4.2 | 26880 | 9677.3458 | 9600 | 7602.6542 | 1344000 | 1596762.0534 | 528000 | 342119.44
330 | 1136.405 | 2 | 1.8 | 2.8 | 3.8 | 21280 | 7790.6199 | 8400 | 5089.3801 | 1064000 | 1285452.2837 | 462000 | 229022.1044
332 | 1128.709 | 2 | 1.8 | 2.8 | 3.8 | 21280 | 7790.6199 | 8400 | 5089.3801 | 1064000 | 1285452.2837 | 462000 | 229022.1044
334 | 1120.713 | 2 | 1.8 | 2.8 | 3.8 | 21280 | 7790.6199 | 8400 | 5089.3801 | 1064000 | 1285452.2837 | 462000 | 229022.1044
336 | 1115.226 | 2 | 1.8 | 2.8 | 3.8 | 21280 | 7790.6199 | 8400 | 5089.3801 | 1064000 | 1285452.2837 | 462000 | 229022.1044
338 | 1108.709 | 2 | 1.8 | 2.8 | 3.8 | 21280 | 7790.6199 | 8400 | 5089.3801 | 1064000 | 1285452.2837 | 462000 | 229022.1044
340 | 1102.499 | 2 | 1.8 | 2.8 | 3.8 | 21280 | 7790.6199 | 8400 | 5089.3801 | 1064000 | 1285452.2837 | 462000 | 229022.1044
342 | 1096.349 | 2 | 1.8 | 2.8 | 3.8 | 21280 | 7790.6199 | 8400 | 5089.3801 | 1064000 | 1285452.2837 | 462000 | 229022.1044
344 | 1090.39 | 2 | 1.8 | 2.8 | 3.8 | 21280 | 7790.6199 | 8400 | 5089.3801 | 1064000 | 1285452.2837 | 462000 | 229022.1044
346 | 1087.765 | 2 | 1.8 | 2.8 | 3.8 | 21280 | 7790.6199 | 8400 | 5089.3801 | 1064000 | 1285452.2837 | 462000 | 229022.1044
348 | 1084.661 | 2 | 1.8 | 2.8 | 3.8 | 21280 | 7790.6199 | 8400 | 5089.3801 | 1064000 | 1285452.2837 | 462000 | 229022.1044
350 | 1081.662 | 2 | 1.8 | 2.8 | 3.8 | 21280 | 7790.6199 | 8400 | 5089.3801 | 1064000 | 1285452.2837 | 462000 | 229022.1044
352 | 1076.872 | 2 | 1.8 | 2.8 | 3.8 | 21280 | 7790.6199 | 8400 | 5089.3801 | 1064000 | 1285452.2837 | 462000 | 229022.1044
354 | 1070.898 | 2 | 1.8 | 2.8 | 3.8 | 21280 | 7790.6199 | 8400 | 5089.3801 | 1064000 | 1285452.2837 | 462000 | 229022.1044
356 | 1065.018 | 2 | 1.8 | 2.8 | 3.8 | 21280 | 7790.6199 | 8400 | 5089.3801 | 1064000 | 1285452.2837 | 462000 | 229022.1044
358 | 1059.58 | 2 | 1.8 | 2.8 | 3.8 | 21280 | 7790.6199 | 8400 | 5089.3801 | 1064000 | 1285452.2837 | 462000 | 229022.1044
360 | 1055.284 | 2 | 1.8 | 2.8 | 3.8 | 21280 | 7790.6199 | 8400 | 5089.3801 | 1064000 | 1285452.2837 | 462000 | 229022.1044
362 | 1050.886 | 2 | 1.8 | 2.8 | 3.8 | 21280 | 7790.6199 | 8400 | 5089.3801 | 1064000 | 1285452.2837 | 462000 | 229022.1044
364 | 1052.647 | 2 | 1.8 | 2.8 | 3.8 | 21280 | 7790.6199 | 8400 | 5089.3801 | 1064000 | 1285452.2837 | 462000 | 229022.1044
366 | 1051.117 | 2 | 1.8 | 2.8 | 3.8 | 21280 | 7790.6199 | 8400 | 5089.3801 | 1064000 | 1285452.2837 | 462000 | 229022.1044
368 | 1048.266 | 2 | 1.8 | 2.8 | 3.8 | 21280 | 7790.6199 | 8400 | 5089.3801 | 1064000 | 1285452.2837 | 462000 | 229022.1044
370 | 1040.172 | 2 | 1.8 | 2.8 | 3.8 | 21280 | 7790.6199 | 8400 | 5089.3801 | 1064000 | 1285452.2837 | 462000 | 229022.1044
372 | 1033.483 | 2 | 1.8 | 2.8 | 3.8 | 21280 | 7790.6199 | 8400 | 5089.3801 | 1064000 | 1285452.2837 | 462000 | 229022.1044
374 | 1030.95 | 2 | 1.8 | 2.8 | 3.8 | 21280 | 7790.6199 | 8400 | 5089.3801 | 1064000 | 1285452.2837 | 462000 | 229022.1044
376 | 1032.263 | 2 | 1.8 | 2.8 | 3.8 | 21280 | 7790.6199 | 8400 | 5089.3801 | 1064000 | 1285452.2837 | 462000 | 229022.1044
378 | 1031.391 | 2 | 1.8 | 2.8 | 3.8 | 21280 | 7790.6199 | 8400 | 5089.3801 | 1064000 | 1285452.2837 | 462000 | 229022.1044
380 | 1025.791 | 2 | 1.8 | 2.8 | 3.8 | 21280 | 7790.6199 | 8400 | 5089.3801 | 1064000 | 1285452.2837 | 462000 | 229022.1044
382 | 1020.911 | 2 | 1.8 | 2.8 | 3.8 | 21280 | 7790.6199 | 8400 | 5089.3801 | 1064000 | 1285452.2837 | 462000 | 229022.1044
384 | 1015.65 | 2 | 1.8 | 2.8 | 3.8 | 21280 | 7790.6199 | 8400 | 5089.3801 | 1064000 | 1285452.2837 | 462000 | 229022.1044
386 | 1012.139 | 2 | 1.8 | 2.8 | 3.8 | 21280 | 7790.6199 | 8400 | 5089.3801 | 1064000 | 1285452.2837 | 462000 | 229022.1044
388 | 1010.472 | 2 | 1.8 | 2.8 | 3.8 | 21280 | 7790.6199 | 8400 | 5089.3801 | 1064000 | 1285452.2837 | 462000 | 229022.1044
390 | 1005.401 | 2 | 1.8 | 2.8 | 3.8 | 21280 | 7790.6199 | 8400 | 5089.3801 | 1064000 | 1285452.2837 | 462000 | 229022.1044
392 | 996.666 | 2 | 1.8 | 2.8 | 3.8 | 21280 | 7790.6199 | 8400 | 5089.3801 | 1064000 | 1285452.2837 | 462000 | 229022.1044
394 | 991.35 | 2 | 1.8 | 2.8 | 3.8 | 21280 | 7790.6199 | 8400 | 5089.3801 | 1064000 | 1285452.2837 | 462000 | 229022.1044
396 | 990.486 | 2 | 1.8 | 2.8 | 3.8 | 21280 | 7790.6199 | 8400 | 5089.3801 | 1064000 | 1285452.2837 | 462000 | 229022.1044
398 | 992.761 | 2 | 1.8 | 2.8 | 3.8 | 21280 | 7790.6199 | 8400 | 5089.3801 | 1064000 | 1285452.2837 | 462000 | 229022.1044
400 | 999.077 | 2 | 1.8 | 2.8 | 3.8 | 21280 | 7790.6199 | 8400 | 5089.3801 | 1064000 | 1285452.2837 | 462000 | 229022.1044
402 | 1001.8 | 2 | 1.8 | 2.8 | 3.8 | 21280 | 7790.6199 | 8400 | 5089.3801 | 1064000 | 1285452.2837 | 462000 | 229022.1044
404 | 1002.224 | 2 | 1.8 | 2.8 | 3.8 | 21280 | 7790.6199 | 8400 | 5089.3801 | 1064000 | 1285452.2837 | 462000 | 229022.1044
406 | 1002.003 | 2 | 1.8 | 2.8 | 3.8 | 21280 | 7790.6199 | 8400 | 5089.3801 | 1064000 | 1285452.2837 | 462000 | 229022.1044
408 | 1003.596 | 2 | 1.8 | 2.8 | 3.8 | 21280 | 7790.6199 | 8400 | 5089.3801 | 1064000 | 1285452.2837 | 462000 | 229022.1044
410 | 994.111 | 2 | 1.8 | 2.8 | 3.8 | 21280 | 7790.6199 | 8400 | 5089.3801 | 1064000 | 1285452.2837 | 462000 | 229022.1044
412 | 983.925 | 2 | 1.8 | 2.8 | 3.8 | 21280 | 7790.6199 | 8400 | 5089.3801 | 1064000 | 1285452.2837 | 462000 | 229022.1044
414 | 972.347 | 2 | 1.8 | 2.8 | 3.8 | 21280 | 7790.6199 | 8400 | 5089.3801 | 1064000 | 1285452.2837 | 462000 | 229022.1044
416 | 963.901 | 2 | 1.8 | 2.8 | 3.8 | 21280 | 7790.6199 | 8400 | 5089.3801 | 1064000 | 1285452.2837 | 462000 | 229022.1044
418 | 963.258 | 2 | 1.8 | 2.8 | 3.8 | 21280 | 7790.6199 | 8400 | 5089.3801 | 1064000 | 1285452.2837 | 462000 | 229022.1044
420 | 965.836 | 2 | 1.8 | 2.8 | 3.8 | 21280 | 7790.6199 | 8400 | 5089.3801 | 1064000 | 1285452.2837 | 462000 | 229022.1044
422 | 966.309 | 2 | 1.8 | 2.8 | 3.8 | 21280 | 7790.6199 | 8400 | 5089.3801 | 1064000 | 1285452.2837 | 462000 | 229022.1044
424 | 972.884 | 2 | 1.8 | 2.8 | 3.8 | 21280 | 7790.6199 | 8400 | 5089.3801 | 1064000 | 1285452.2837 | 462000 | 229022.1044
426 | 983.972 | 2 | 1.8 | 2.8 | 3.8 | 21280 | 7790.6199 | 8400 | 5089.3801 | 1064000 | 1285452.2837 | 462000 | 229022.1044
428 | 994.096 | 2 | 1.8 | 2.8 | 3.8 | 21280 | 7790.6199 | 8400 | 5089.3801 | 1064000 | 1285452.2837 | 462000 | 229022.1044
430 | 991.695 | 2 | 1.8 | 2.8 | 3.8 | 21280 | 7790.6199 | 8400 | 5089.3801 | 1064000 | 1285452.2837 | 462000 | 229022.1044
432 | 984.933 | 2 | 1.8 | 2.8 | 3.8 | 21280 | 7790.6199 | 8400 | 5089.3801 | 1064000 | 1285452.2837 | 462000 | 229022.1044
434 | 978.185 | 2 | 1.8 | 2.8 | 3.8 | 21280 | 7790.6199 | 8400 | 5089.3801 | 1064000 | 1285452.2837 | 462000 | 229022.1044
436 | 972.686 | 2 | 1.8 | 2.8 | 3.8 | 21280 | 7790.6199 | 8400 | 5089.3801 | 1064000 | 1285452.2837 | 462000 | 229022.1044
438 | 966.824 | 2 | 1.8 | 2.8 | 3.8 | 21280 | 7790.6199 | 8400 | 5089.3801 | 1064000 | 1285452.2837 | 462000 | 229022.1044
440 | 960.902 | 2 | 1.8 | 2.8 | 3.8 | 21280 | 7790.6199 | 8400 | 5089.3801 | 1064000 | 1285452.2837 | 462000 | 229022.1044
442 | 952.924 | 2 | 1.8 | 2.8 | 3.8 | 21280 | 7790.6199 | 8400 | 5089.3801 | 1064000 | 1285452.2837 | 462000 | 229022.1044
444 | 945.683 | 2 | 1.8 | 2.8 | 3.8 | 21280 | 7790.6199 | 8400 | 5089.3801 | 1064000 | 1285452.2837 | 462000 | 229022.1044
446 | 941.042 | 2 | 1.8 | 2.8 | 3.8 | 21280 | 7790.6199 | 8400 | 5089.3801 | 1064000 | 1285452.2837 | 462000 | 229022.1044
448 | 937.104 | 2 | 1.8 | 2.8 | 3.8 | 21280 | 7790.6199 | 8400 | 5089.3801 | 1064000 | 1285452.2837 | 462000 | 229022.1044
450 | 939.943 | 2 | 1.8 | 2.8 | 3.8 | 21280 | 7790.6199 | 8400 | 5089.3801 | 1064000 | 1285452.2837 | 462000 | 229022.1044
452 | 944.776 | 2 | 1.8 | 2.8 | 3.8 | 21280 | 7790.6199 | 8400 | 5089.3801 | 1064000 | 1285452.2837 | 462000 | 229022.1044
454 | 947.762 | 2 | 1.8 | 2.8 | 3.8 | 21280 | 7790.6199 | 8400 | 5089.3801 | 1064000 | 1285452.2837 | 462000 | 229022.1044
456 | 952.649 | 2 | 1.8 | 2.8 | 3.8 | 21280 | 7790.6199 | 8400 | 5089.3801 | 1064000 | 1285452.2837 | 462000 | 229022.1044
458 | 954.554 | 2 | 1.8 | 2.8 | 3.8 | 21280 | 7790.6199 | 8400 | 5089.3801 | 1064000 | 1285452.2837 | 462000 | 229022.1044
460 | 952.37 | 2 | 1.8 | 2.8 | 3.8 | 21280 | 7790.6199 | 8400 | 5089.3801 | 1064000 | 1285452.2837 | 462000 | 229022.1044
462 | 947.552 | 2 | 1.8 | 2.8 | 3.8 | 21280 | 7790.6199 | 8400 | 5089.3801 | 1064000 | 1285452.2837 | 462000 | 229022.1044
464 | 941.898 | 2 | 1.8 | 2.8 | 3.8 | 21280 | 7790.6199 | 8400 | 5089.3801 | 1064000 | 1285452.2837 | 462000 | 229022.1044
466 | 940.521 | 2 | 1.8 | 2.8 | 3.8 | 21280 | 7790.6199 | 8400 | 5089.3801 | 1064000 | 1285452.2837 | 462000 | 229022.1044
468 | 939.702 | 2 | 1.8 | 2.8 | 3.8 | 21280 | 7790.6199 | 8400 | 5089.3801 | 1064000 | 1285452.2837 | 462000 | 229022.1044
470 | 937.147 | 2 | 1.8 | 2.8 | 3.8 | 21280 | 7790.6199 | 8400 | 5089.3801 | 1064000 | 1285452.2837 | 462000 | 229022.1044
472 | 933.872 | 2 | 2 | 3 | 4 | 24000 | 8716.8147 | 9000 | 6283.1853 | 1200000 | 1438274.4243 | 495000 | 282743.3388
474 | 933.184 | 2 | 2 | 3 | 4 | 24000 | 8716.8147 | 9000 | 6283.1853 | 1200000 | 1438274.4243 | 495000 | 282743.3388
476 | 939.292 | 2 | 2 | 3 | 4 | 24000 | 8716.8147 | 9000 | 6283.1853 | 1200000 | 1438274.4243 | 495000 | 282743.3388
478 | 944.619 | 2 | 2 | 3 | 4 | 24000 | 8716.8147 | 9000 | 6283.1853 | 1200000 | 1438274.4243 | 495000 | 282743.3388
480 | 954.023 | 2 | 2 | 3 | 4 | 24000 | 8716.8147 | 9000 | 6283.1853 | 1200000 | 1438274.4243 | 495000 | 282743.3388
482 | 968.263 | 2 | 2 | 3 | 4 | 24000 | 8716.8147 | 9000 | 6283.1853 | 1200000 | 1438274.4243 | 495000 | 282743.3388
484 | 970.384 | 2 | 2 | 3 | 4 | 24000 | 8716.8147 | 9000 | 6283.1853 | 1200000 | 1438274.4243 | 495000 | 282743.3388
486 | 964.636 | 2 | 1.8 | 2.8 | 3.8 | 21280 | 7790.6199 | 8400 | 5089.3801 | 1064000 | 1285452.2837 | 462000 | 229022.1044
488 | 956.631 | 2 | 1.8 | 2.8 | 3.8 | 21280 | 7790.6199 | 8400 | 5089.3801 | 1064000 | 1285452.2837 | 462000 | 229022.1044
490 | 947.426 | 2 | 1.8 | 2.8 | 3.8 | 21280 | 7790.6199 | 8400 | 5089.3801 | 1064000 | 1285452.2837 | 462000 | 229022.1044
492 | 941.72 | 2 | 1.8 | 2.8 | 3.8 | 21280 | 7790.6199 | 8400 | 5089.3801 | 1064000 | 1285452.2837 | 462000 | 229022.1044
494 | 935.985 | 2 | 1.8 | 2.8 | 3.8 | 21280 | 7790.6199 | 8400 | 5089.3801 | 1064000 | 1285452.2837 | 462000 | 229022.1044
496 | 930.475 | 2 | 1.8 | 2.8 | 3.8 | 21280 | 7790.6199 | 8400 | 5089.3801 | 1064000 | 1285452.2837 | 462000 | 229022.1044
498 | 927.611 | 2 | 1.8 | 2.8 | 3.8 | 21280 | 7790.6199 | 8400 | 5089.3801 | 1064000 | 1285452.2837 | 462000 | 229022.1044
500 | 931.256 | 2 | 1.8 | 2.8 | 3.8 | 21280 | 7790.6199 | 8400 | 5089.3801 | 1064000 | 1285452.2837 | 462000 | 229022.1044
502 | 920.044 | 2 | 1.8 | 2.8 | 3.8 | 21280 | 7790.6199 | 8400 | 5089.3801 | 1064000 | 1285452.2837 | 462000 | 229022.1044
504 | 911.78 | 2 | 1.8 | 2.8 | 3.8 | 21280 | 7790.6199 | 8400 | 5089.3801 | 1064000 | 1285452.2837 | 462000 | 229022.1044
506 | 907.989 | 2 | 1.8 | 2.8 | 3.8 | 21280 | 7790.6199 | 8400 | 5089.3801 | 1064000 | 1285452.2837 | 462000 | 229022.1044
508 | 907.289 | 2 | 1.5 | 2.5 | 3.5 | 17500 | 6465.7083 | 7500 | 3534.2917 | 875000 | 1066841.8637 | 412500 | 159043.1281
510 | 900.577 | 2 | 1.5 | 2.5 | 3.5 | 17500 | 6465.7083 | 7500 | 3534.2917 | 875000 | 1066841.8637 | 412500 | 159043.1281
512 | 902.112 | 2 | 1.5 | 2.5 | 3.5 | 17500 | 6465.7083 | 7500 | 3534.2917 | 875000 | 1066841.8637 | 412500 | 159043.1281
514 | 900.179 | 2 | 1.5 | 2.5 | 3.5 | 17500 | 6465.7083 | 7500 | 3534.2917 | 875000 | 1066841.8637 | 412500 | 159043.1281
516 | 903.811 | 2 | 1.5 | 2.5 | 3.5 | 17500 | 6465.7083 | 7500 | 3534.2917 | 875000 | 1066841.8637 | 412500 | 159043.1281
518 | 910.027 | 2 | 1.5 | 2.5 | 3.5 | 17500 | 6465.7083 | 7500 | 3534.2917 | 875000 | 1066841.8637 | 412500 | 159043.1281
520 | 911.131 | 2 | 1.5 | 2.5 | 3.5 | 17500 | 6465.7083 | 7500 | 3534.2917 | 875000 | 1066841.8637 | 412500 | 159043.1281

## Capital Costs
Option 2A Capital Costs
Pipe Cost | 7922673014.3605
Pipe Laying and Joining | 1584534602.8721
Pipe Trench Excavation & Back Fill | 911998402.5358
Air Valve, Scour Valve & Isolating Cost | 400700000
Pump Station Cost PS 1 | 83848876.482
Reservoir Cost BPT 2 | 2822169.6
Option 2A Capital Costs (Pula)
Pipe Cost | 7202430013.055
Pipe Laying and Joining | 1440486002.611
Pipe Trench Excavation & Back Fill | 829089456.8507
Air Valve, Scour Valve & Isolating Cost | 364272727.2727
Pump Station Cost PS 1 | 76226251.3473
Reservoir Cost BPT 2 | 2565608.7273

## Maintenance Costs
Option 2A Maintenance Costs
Item | Percentage Per Annum | Cost R/year
Civil | 0.5% | 39627475.9198
Mechanical & Electrical | 4% | 19381955.0593
Total |  | 59009430.9791
Option 2A Maintenance Costs (Pula)
Item | Percentage Per Annum | Cost P/year
Civil | 0.5% | 36024978.1089
Mechanical & Electrical | 4% | 17619959.1448
Total |  | 53644937.2537

## Pumping Costs Calculation
Option 2A Pumping Costs Calculations
Pipeline Details |  |  |  | New Pipe Flow Equation |  |  | Average Pipe Flow Equation |  |  | Old Pipe Flow Equation |  |  | Biofilm Pipe Flow Equation
Chainage (km) | Elevation (m) | Section Length (km) | Diameter (m) | λ | Friction Component | Secondary Loss Component | λ | Friction Component | Secondary Loss Component | λ | Friction Component | Secondary Loss Component | λ | Friction Component | Secondary Loss Component
2 | 1069.018 | 0 | 2.2 | 0.008468 | 0 | 0 | 0.0094904 | 0 | 0 | 0.011153 | 0 | 0 | 0.014105 | 0 | 0
4 | 1067.321 | 2 | 2.2 | 0.008468 | 0.027153 | 0.0020349 | 0.0094904 | 0.030432 | 0.0020349 | 0.011153 | 0.035762 | 0.0020349 | 0.014105 | 0.045227 | 0.0020349
6 | 1064.035 | 2 | 2.2 | 0.008468 | 0.027153 | 0.0020349 | 0.0094904 | 0.030432 | 0.0020349 | 0.011153 | 0.035762 | 0.0020349 | 0.014105 | 0.045227 | 0.0020349
8 | 1063.832 | 2 | 2.2 | 0.008468 | 0.027153 | 0.0020349 | 0.0094904 | 0.030432 | 0.0020349 | 0.011153 | 0.035762 | 0.0020349 | 0.014105 | 0.045227 | 0.0020349
10 | 1067.893 | 2 | 2.2 | 0.008468 | 0.027153 | 0.0020349 | 0.0094904 | 0.030432 | 0.0020349 | 0.011153 | 0.035762 | 0.0020349 | 0.014105 | 0.045227 | 0.0020349
12 | 1075.133 | 2 | 2.2 | 0.008468 | 0.027153 | 0.0020349 | 0.0094904 | 0.030432 | 0.0020349 | 0.011153 | 0.035762 | 0.0020349 | 0.014105 | 0.045227 | 0.0020349
14 | 1082.768 | 2 | 2.2 | 0.008468 | 0.027153 | 0.0020349 | 0.0094904 | 0.030432 | 0.0020349 | 0.011153 | 0.035762 | 0.0020349 | 0.014105 | 0.045227 | 0.0020349
16 | 1089.726 | 2 | 2.2 | 0.008468 | 0.027153 | 0.0020349 | 0.0094904 | 0.030432 | 0.0020349 | 0.011153 | 0.035762 | 0.0020349 | 0.014105 | 0.045227 | 0.0020349
18 | 1094.131 | 2 | 2.2 | 0.008468 | 0.027153 | 0.0020349 | 0.0094904 | 0.030432 | 0.0020349 | 0.011153 | 0.035762 | 0.0020349 | 0.014105 | 0.045227 | 0.0020349
20 | 1097.897 | 2 | 2.2 | 0.008468 | 0.027153 | 0.0020349 | 0.0094904 | 0.030432 | 0.0020349 | 0.011153 | 0.035762 | 0.0020349 | 0.014105 | 0.045227 | 0.0020349
22 | 1101.67 | 2 | 2.2 | 0.008468 | 0.027153 | 0.0020349 | 0.0094904 | 0.030432 | 0.0020349 | 0.011153 | 0.035762 | 0.0020349 | 0.014105 | 0.045227 | 0.0020349
24 | 1095.952 | 2 | 2.2 | 0.008468 | 0.027153 | 0.0020349 | 0.0094904 | 0.030432 | 0.0020349 | 0.011153 | 0.035762 | 0.0020349 | 0.014105 | 0.045227 | 0.0020349
26 | 1090.107 | 2 | 2.2 | 0.008468 | 0.027153 | 0.0020349 | 0.0094904 | 0.030432 | 0.0020349 | 0.011153 | 0.035762 | 0.0020349 | 0.014105 | 0.045227 | 0.0020349
28 | 1085.781 | 2 | 2.2 | 0.008468 | 0.027153 | 0.0020349 | 0.0094904 | 0.030432 | 0.0020349 | 0.011153 | 0.035762 | 0.0020349 | 0.014105 | 0.045227 | 0.0020349
30 | 1081.89 | 2 | 2.2 | 0.008468 | 0.027153 | 0.0020349 | 0.0094904 | 0.030432 | 0.0020349 | 0.011153 | 0.035762 | 0.0020349 | 0.014105 | 0.045227 | 0.0020349
32 | 1077.937 | 2 | 2.2 | 0.008468 | 0.027153 | 0.0020349 | 0.0094904 | 0.030432 | 0.0020349 | 0.011153 | 0.035762 | 0.0020349 | 0.014105 | 0.045227 | 0.0020349
34 | 1074.89 | 2 | 2.2 | 0.008468 | 0.027153 | 0.0020349 | 0.0094904 | 0.030432 | 0.0020349 | 0.011153 | 0.035762 | 0.0020349 | 0.014105 | 0.045227 | 0.0020349
36 | 1071.114 | 2 | 2.2 | 0.008468 | 0.027153 | 0.0020349 | 0.0094904 | 0.030432 | 0.0020349 | 0.011153 | 0.035762 | 0.0020349 | 0.014105 | 0.045227 | 0.0020349
38 | 1065.311 | 2 | 2.2 | 0.008468 | 0.027153 | 0.0020349 | 0.0094904 | 0.030432 | 0.0020349 | 0.011153 | 0.035762 | 0.0020349 | 0.014105 | 0.045227 | 0.0020349
40 | 1059.051 | 2 | 2.2 | 0.008468 | 0.027153 | 0.0020349 | 0.0094904 | 0.030432 | 0.0020349 | 0.011153 | 0.035762 | 0.0020349 | 0.014105 | 0.045227 | 0.0020349
42 | 1054.28 | 2 | 2.2 | 0.008468 | 0.027153 | 0.0020349 | 0.0094904 | 0.030432 | 0.0020349 | 0.011153 | 0.035762 | 0.0020349 | 0.014105 | 0.045227 | 0.0020349
44 | 1053.871 | 2 | 2.2 | 0.008468 | 0.027153 | 0.0020349 | 0.0094904 | 0.030432 | 0.0020349 | 0.011153 | 0.035762 | 0.0020349 | 0.014105 | 0.045227 | 0.0020349
46 | 1050.42 | 2 | 2.2 | 0.008468 | 0.027153 | 0.0020349 | 0.0094904 | 0.030432 | 0.0020349 | 0.011153 | 0.035762 | 0.0020349 | 0.014105 | 0.045227 | 0.0020349
48 | 1052.704 | 2 | 2.2 | 0.008468 | 0.027153 | 0.0020349 | 0.0094904 | 0.030432 | 0.0020349 | 0.011153 | 0.035762 | 0.0020349 | 0.014105 | 0.045227 | 0.0020349
50 | 1056.355 | 2 | 2.2 | 0.008468 | 0.027153 | 0.0020349 | 0.0094904 | 0.030432 | 0.0020349 | 0.011153 | 0.035762 | 0.0020349 | 0.014105 | 0.045227 | 0.0020349
52 | 1058.466 | 2 | 2.2 | 0.008468 | 0.027153 | 0.0020349 | 0.0094904 | 0.030432 | 0.0020349 | 0.011153 | 0.035762 | 0.0020349 | 0.014105 | 0.045227 | 0.0020349
54 | 1055.99 | 2 | 2.2 | 0.008468 | 0.027153 | 0.0020349 | 0.0094904 | 0.030432 | 0.0020349 | 0.011153 | 0.035762 | 0.0020349 | 0.014105 | 0.045227 | 0.0020349
56 | 1055.66 | 2 | 2.2 | 0.008468 | 0.027153 | 0.0020349 | 0.0094904 | 0.030432 | 0.0020349 | 0.011153 | 0.035762 | 0.0020349 | 0.014105 | 0.045227 | 0.0020349
58 | 1056.404 | 2 | 2.2 | 0.008468 | 0.027153 | 0.0020349 | 0.0094904 | 0.030432 | 0.0020349 | 0.011153 | 0.035762 | 0.0020349 | 0.014105 | 0.045227 | 0.0020349
60 | 1056.841 | 2 | 2.2 | 0.008468 | 0.027153 | 0.0020349 | 0.0094904 | 0.030432 | 0.0020349 | 0.011153 | 0.035762 | 0.0020349 | 0.014105 | 0.045227 | 0.0020349
62 | 1056.377 | 2 | 2.2 | 0.008468 | 0.027153 | 0.0020349 | 0.0094904 | 0.030432 | 0.0020349 | 0.011153 | 0.035762 | 0.0020349 | 0.014105 | 0.045227 | 0.0020349
64 | 1052.503 | 2 | 2.2 | 0.008468 | 0.027153 | 0.0020349 | 0.0094904 | 0.030432 | 0.0020349 | 0.011153 | 0.035762 | 0.0020349 | 0.014105 | 0.045227 | 0.0020349
66 | 1046.022 | 2 | 2.2 | 0.008468 | 0.027153 | 0.0020349 | 0.0094904 | 0.030432 | 0.0020349 | 0.011153 | 0.035762 | 0.0020349 | 0.014105 | 0.045227 | 0.0020349
68 | 1036.575 | 2 | 2.2 | 0.008468 | 0.027153 | 0.0020349 | 0.0094904 | 0.030432 | 0.0020349 | 0.011153 | 0.035762 | 0.0020349 | 0.014105 | 0.045227 | 0.0020349
70 | 1031.818 | 2 | 2.2 | 0.008468 | 0.027153 | 0.0020349 | 0.0094904 | 0.030432 | 0.0020349 | 0.011153 | 0.035762 | 0.0020349 | 0.014105 | 0.045227 | 0.0020349
72 | 1027.675 | 2 | 2.2 | 0.008468 | 0.027153 | 0.0020349 | 0.0094904 | 0.030432 | 0.0020349 | 0.011153 | 0.035762 | 0.0020349 | 0.014105 | 0.045227 | 0.0020349
74 | 1023.844 | 2 | 2.2 | 0.008468 | 0.027153 | 0.0020349 | 0.0094904 | 0.030432 | 0.0020349 | 0.011153 | 0.035762 | 0.0020349 | 0.014105 | 0.045227 | 0.0020349
76 | 1020.888 | 2 | 2.2 | 0.008468 | 0.027153 | 0.0020349 | 0.0094904 | 0.030432 | 0.0020349 | 0.011153 | 0.035762 | 0.0020349 | 0.014105 | 0.045227 | 0.0020349
78 | 1023.648 | 2 | 2.2 | 0.008468 | 0.027153 | 0.0020349 | 0.0094904 | 0.030432 | 0.0020349 | 0.011153 | 0.035762 | 0.0020349 | 0.014105 | 0.045227 | 0.0020349
80 | 1027.566 | 2 | 2.2 | 0.008468 | 0.027153 | 0.0020349 | 0.0094904 | 0.030432 | 0.0020349 | 0.011153 | 0.035762 | 0.0020349 | 0.014105 | 0.045227 | 0.0020349
82 | 1032.371 | 2 | 2.2 | 0.008468 | 0.027153 | 0.0020349 | 0.0094904 | 0.030432 | 0.0020349 | 0.011153 | 0.035762 | 0.0020349 | 0.014105 | 0.045227 | 0.0020349
84 | 1034.983 | 2 | 2.2 | 0.008468 | 0.027153 | 0.0020349 | 0.0094904 | 0.030432 | 0.0020349 | 0.011153 | 0.035762 | 0.0020349 | 0.014105 | 0.045227 | 0.0020349
86 | 1033.213 | 2 | 2.2 | 0.008468 | 0.027153 | 0.0020349 | 0.0094904 | 0.030432 | 0.0020349 | 0.011153 | 0.035762 | 0.0020349 | 0.014105 | 0.045227 | 0.0020349
88 | 1031.188 | 2 | 2.2 | 0.008468 | 0.027153 | 0.0020349 | 0.0094904 | 0.030432 | 0.0020349 | 0.011153 | 0.035762 | 0.0020349 | 0.014105 | 0.045227 | 0.0020349
90 | 1029.08 | 2 | 2.2 | 0.008468 | 0.027153 | 0.0020349 | 0.0094904 | 0.030432 | 0.0020349 | 0.011153 | 0.035762 | 0.0020349 | 0.014105 | 0.045227 | 0.0020349
92 | 1026.322 | 2 | 2.2 | 0.008468 | 0.027153 | 0.0020349 | 0.0094904 | 0.030432 | 0.0020349 | 0.011153 | 0.035762 | 0.0020349 | 0.014105 | 0.045227 | 0.0020349
94 | 1023.207 | 2 | 2.2 | 0.008468 | 0.027153 | 0.0020349 | 0.0094904 | 0.030432 | 0.0020349 | 0.011153 | 0.035762 | 0.0020349 | 0.014105 | 0.045227 | 0.0020349
96 | 1021.503 | 2 | 2.2 | 0.008468 | 0.027153 | 0.0020349 | 0.0094904 | 0.030432 | 0.0020349 | 0.011153 | 0.035762 | 0.0020349 | 0.014105 | 0.045227 | 0.0020349
98 | 1019.765 | 2 | 2.2 | 0.008468 | 0.027153 | 0.0020349 | 0.0094904 | 0.030432 | 0.0020349 | 0.011153 | 0.035762 | 0.0020349 | 0.014105 | 0.045227 | 0.0020349
100 | 1018.493 | 2 | 2.2 | 0.008468 | 0.027153 | 0.0020349 | 0.0094904 | 0.030432 | 0.0020349 | 0.011153 | 0.035762 | 0.0020349 | 0.014105 | 0.045227 | 0.0020349
102 | 1016.444 | 2 | 2.2 | 0.008468 | 0.027153 | 0.0020349 | 0.0094904 | 0.030432 | 0.0020349 | 0.011153 | 0.035762 | 0.0020349 | 0.014105 | 0.045227 | 0.0020349
104 | 1013.288 | 2 | 2.2 | 0.008468 | 0.027153 | 0.0020349 | 0.0094904 | 0.030432 | 0.0020349 | 0.011153 | 0.035762 | 0.0020349 | 0.014105 | 0.045227 | 0.0020349
106 | 1007.843 | 2 | 2.2 | 0.008468 | 0.027153 | 0.0020349 | 0.0094904 | 0.030432 | 0.0020349 | 0.011153 | 0.035762 | 0.0020349 | 0.014105 | 0.045227 | 0.0020349
108 | 1001.282 | 2 | 2.2 | 0.008468 | 0.027153 | 0.0020349 | 0.0094904 | 0.030432 | 0.0020349 | 0.011153 | 0.035762 | 0.0020349 | 0.014105 | 0.045227 | 0.0020349
110 | 996.609 | 2 | 2.2 | 0.008468 | 0.027153 | 0.0020349 | 0.0094904 | 0.030432 | 0.0020349 | 0.011153 | 0.035762 | 0.0020349 | 0.014105 | 0.045227 | 0.0020349
112 | 992.999 | 2 | 2.2 | 0.008468 | 0.027153 | 0.0020349 | 0.0094904 | 0.030432 | 0.0020349 | 0.011153 | 0.035762 | 0.0020349 | 0.014105 | 0.045227 | 0.0020349
114 | 993.639 | 2 | 2.2 | 0.008468 | 0.027153 | 0.0020349 | 0.0094904 | 0.030432 | 0.0020349 | 0.011153 | 0.035762 | 0.0020349 | 0.014105 | 0.045227 | 0.0020349
116 | 994.611 | 2 | 2.2 | 0.008468 | 0.027153 | 0.0020349 | 0.0094904 | 0.030432 | 0.0020349 | 0.011153 | 0.035762 | 0.0020349 | 0.014105 | 0.045227 | 0.0020349
118 | 995.751 | 2 | 2.2 | 0.008468 | 0.027153 | 0.0020349 | 0.0094904 | 0.030432 | 0.0020349 | 0.011153 | 0.035762 | 0.0020349 | 0.014105 | 0.045227 | 0.0020349
120 | 996.479 | 2 | 2.2 | 0.008468 | 0.027153 | 0.0020349 | 0.0094904 | 0.030432 | 0.0020349 | 0.011153 | 0.035762 | 0.0020349 | 0.014105 | 0.045227 | 0.0020349
122 | 996.147 | 2 | 2.2 | 0.008468 | 0.027153 | 0.0020349 | 0.0094904 | 0.030432 | 0.0020349 | 0.011153 | 0.035762 | 0.0020349 | 0.014105 | 0.045227 | 0.0020349
124 | 992.094 | 2 | 2.2 | 0.008468 | 0.027153 | 0.0020349 | 0.0094904 | 0.030432 | 0.0020349 | 0.011153 | 0.035762 | 0.0020349 | 0.014105 | 0.045227 | 0.0020349
126 | 985.623 | 2 | 2.2 | 0.008468 | 0.027153 | 0.0020349 | 0.0094904 | 0.030432 | 0.0020349 | 0.011153 | 0.035762 | 0.0020349 | 0.014105 | 0.045227 | 0.0020349
128 | 977.759 | 2 | 2.2 | 0.008468 | 0.027153 | 0.0020349 | 0.0094904 | 0.030432 | 0.0020349 | 0.011153 | 0.035762 | 0.0020349 | 0.014105 | 0.045227 | 0.0020349
130 | 969.772 | 2 | 2.2 | 0.008468 | 0.027153 | 0.0020349 | 0.0094904 | 0.030432 | 0.0020349 | 0.011153 | 0.035762 | 0.0020349 | 0.014105 | 0.045227 | 0.0020349
132 | 981.785 | 2 | 2.2 | 0.008468 | 0.027153 | 0.0020349 | 0.0094904 | 0.030432 | 0.0020349 | 0.011153 | 0.035762 | 0.0020349 | 0.014105 | 0.045227 | 0.0020349
134 | 991.458 | 2 | 2.2 | 0.008468 | 0.027153 | 0.0020349 | 0.0094904 | 0.030432 | 0.0020349 | 0.011153 | 0.035762 | 0.0020349 | 0.014105 | 0.045227 | 0.0020349
136 | 987.77 | 2 | 2.2 | 0.008468 | 0.027153 | 0.0020349 | 0.0094904 | 0.030432 | 0.0020349 | 0.011153 | 0.035762 | 0.0020349 | 0.014105 | 0.045227 | 0.0020349
138 | 982.725 | 2 | 2.2 | 0.008468 | 0.027153 | 0.0020349 | 0.0094904 | 0.030432 | 0.0020349 | 0.011153 | 0.035762 | 0.0020349 | 0.014105 | 0.045227 | 0.0020349
140 | 977.559 | 2 | 2.2 | 0.008468 | 0.027153 | 0.0020349 | 0.0094904 | 0.030432 | 0.0020349 | 0.011153 | 0.035762 | 0.0020349 | 0.014105 | 0.045227 | 0.0020349
142 | 975.289 | 2 | 2.2 | 0.008468 | 0.027153 | 0.0020349 | 0.0094904 | 0.030432 | 0.0020349 | 0.011153 | 0.035762 | 0.0020349 | 0.014105 | 0.045227 | 0.0020349
144 | 973.968 | 2 | 2.2 | 0.008468 | 0.027153 | 0.0020349 | 0.0094904 | 0.030432 | 0.0020349 | 0.011153 | 0.035762 | 0.0020349 | 0.014105 | 0.045227 | 0.0020349
146 | 962.473 | 2 | 2.2 | 0.008468 | 0.027153 | 0.0020349 | 0.0094904 | 0.030432 | 0.0020349 | 0.011153 | 0.035762 | 0.0020349 | 0.014105 | 0.045227 | 0.0020349
148 | 951.285 | 2 | 2.2 | 0.008468 | 0.027153 | 0.0020349 | 0.0094904 | 0.030432 | 0.0020349 | 0.011153 | 0.035762 | 0.0020349 | 0.014105 | 0.045227 | 0.0020349
150 | 948.174 | 2 | 2.2 | 0.008468 | 0.027153 | 0.0020349 | 0.0094904 | 0.030432 | 0.0020349 | 0.011153 | 0.035762 | 0.0020349 | 0.014105 | 0.045227 | 0.0020349
152 | 944.641 | 2 | 2.2 | 0.008468 | 0.027153 | 0.0020349 | 0.0094904 | 0.030432 | 0.0020349 | 0.011153 | 0.035762 | 0.0020349 | 0.014105 | 0.045227 | 0.0020349
154 | 941.566 | 2 | 2.2 | 0.008468 | 0.027153 | 0.0020349 | 0.0094904 | 0.030432 | 0.0020349 | 0.011153 | 0.035762 | 0.0020349 | 0.014105 | 0.045227 | 0.0020349
156 | 940.942 | 2 | 2.2 | 0.008468 | 0.027153 | 0.0020349 | 0.0094904 | 0.030432 | 0.0020349 | 0.011153 | 0.035762 | 0.0020349 | 0.014105 | 0.045227 | 0.0020349
158 | 939.726 | 2 | 2.2 | 0.008468 | 0.027153 | 0.0020349 | 0.0094904 | 0.030432 | 0.0020349 | 0.011153 | 0.035762 | 0.0020349 | 0.014105 | 0.045227 | 0.0020349
160 | 936.738 | 2 | 2.2 | 0.008468 | 0.027153 | 0.0020349 | 0.0094904 | 0.030432 | 0.0020349 | 0.011153 | 0.035762 | 0.0020349 | 0.014105 | 0.045227 | 0.0020349
162 | 933.65 | 2 | 2.2 | 0.008468 | 0.027153 | 0.0020349 | 0.0094904 | 0.030432 | 0.0020349 | 0.011153 | 0.035762 | 0.0020349 | 0.014105 | 0.045227 | 0.0020349
164 | 932.745 | 2 | 2.2 | 0.008468 | 0.027153 | 0.0020349 | 0.0094904 | 0.030432 | 0.0020349 | 0.011153 | 0.035762 | 0.0020349 | 0.014105 | 0.045227 | 0.0020349
166 | 931.696 | 2 | 2.2 | 0.008468 | 0.027153 | 0.0020349 | 0.0094904 | 0.030432 | 0.0020349 | 0.011153 | 0.035762 | 0.0020349 | 0.014105 | 0.045227 | 0.0020349
168 | 930.999 | 2 | 2.2 | 0.008468 | 0.027153 | 0.0020349 | 0.0094904 | 0.030432 | 0.0020349 | 0.011153 | 0.035762 | 0.0020349 | 0.014105 | 0.045227 | 0.0020349
170 | 930.885 | 2 | 2.2 | 0.008468 | 0.027153 | 0.0020349 | 0.0094904 | 0.030432 | 0.0020349 | 0.011153 | 0.035762 | 0.0020349 | 0.014105 | 0.045227 | 0.0020349
172 | 930.378 | 2 | 2.2 | 0.008468 | 0.027153 | 0.0020349 | 0.0094904 | 0.030432 | 0.0020349 | 0.011153 | 0.035762 | 0.0020349 | 0.014105 | 0.045227 | 0.0020349
174 | 931.324 | 2 | 2.2 | 0.008468 | 0.027153 | 0.0020349 | 0.0094904 | 0.030432 | 0.0020349 | 0.011153 | 0.035762 | 0.0020349 | 0.014105 | 0.045227 | 0.0020349
176 | 933.53 | 2 | 2.2 | 0.008468 | 0.027153 | 0.0020349 | 0.0094904 | 0.030432 | 0.0020349 | 0.011153 | 0.035762 | 0.0020349 | 0.014105 | 0.045227 | 0.0020349
178 | 932.714 | 2 | 2.2 | 0.008468 | 0.027153 | 0.0020349 | 0.0094904 | 0.030432 | 0.0020349 | 0.011153 | 0.035762 | 0.0020349 | 0.014105 | 0.045227 | 0.0020349
180 | 928.311 | 2 | 2.2 | 0.008468 | 0.027153 | 0.0020349 | 0.0094904 | 0.030432 | 0.0020349 | 0.011153 | 0.035762 | 0.0020349 | 0.014105 | 0.045227 | 0.0020349
182 | 924.179 | 2 | 2.2 | 0.008468 | 0.027153 | 0.0020349 | 0.0094904 | 0.030432 | 0.0020349 | 0.011153 | 0.035762 | 0.0020349 | 0.014105 | 0.045227 | 0.0020349
184 | 928.398 | 2 | 2.2 | 0.008468 | 0.027153 | 0.0020349 | 0.0094904 | 0.030432 | 0.0020349 | 0.011153 | 0.035762 | 0.0020349 | 0.014105 | 0.045227 | 0.0020349
186 | 930.866 | 2 | 2.2 | 0.008468 | 0.027153 | 0.0020349 | 0.0094904 | 0.030432 | 0.0020349 | 0.011153 | 0.035762 | 0.0020349 | 0.014105 | 0.045227 | 0.0020349
188 | 928.411 | 2 | 2.2 | 0.008468 | 0.027153 | 0.0020349 | 0.0094904 | 0.030432 | 0.0020349 | 0.011153 | 0.035762 | 0.0020349 | 0.014105 | 0.045227 | 0.0020349
190 | 927.849 | 2 | 2.2 | 0.008468 | 0.027153 | 0.0020349 | 0.0094904 | 0.030432 | 0.0020349 | 0.011153 | 0.035762 | 0.0020349 | 0.014105 | 0.045227 | 0.0020349
192 | 926.71 | 2 | 2.2 | 0.008468 | 0.027153 | 0.0020349 | 0.0094904 | 0.030432 | 0.0020349 | 0.011153 | 0.035762 | 0.0020349 | 0.014105 | 0.045227 | 0.0020349
194 | 926.201 | 2 | 2.2 | 0.008468 | 0.027153 | 0.0020349 | 0.0094904 | 0.030432 | 0.0020349 | 0.011153 | 0.035762 | 0.0020349 | 0.014105 | 0.045227 | 0.0020349
196 | 924.509 | 2 | 2.2 | 0.008468 | 0.027153 | 0.0020349 | 0.0094904 | 0.030432 | 0.0020349 | 0.011153 | 0.035762 | 0.0020349 | 0.014105 | 0.045227 | 0.0020349
198 | 923.417 | 2 | 2.2 | 0.008468 | 0.027153 | 0.0020349 | 0.0094904 | 0.030432 | 0.0020349 | 0.011153 | 0.035762 | 0.0020349 | 0.014105 | 0.045227 | 0.0020349
200 | 923.011 | 2 | 2.2 | 0.008468 | 0.027153 | 0.0020349 | 0.0094904 | 0.030432 | 0.0020349 | 0.011153 | 0.035762 | 0.0020349 | 0.014105 | 0.045227 | 0.0020349
202 | 921.969 | 2 | 2.2 | 0.008468 | 0.027153 | 0.0020349 | 0.0094904 | 0.030432 | 0.0020349 | 0.011153 | 0.035762 | 0.0020349 | 0.014105 | 0.045227 | 0.0020349
204 | 920.661 | 2 | 2.2 | 0.008468 | 0.027153 | 0.0020349 | 0.0094904 | 0.030432 | 0.0020349 | 0.011153 | 0.035762 | 0.0020349 | 0.014105 | 0.045227 | 0.0020349
206 | 920.243 | 2 | 2.2 | 0.008468 | 0.027153 | 0.0020349 | 0.0094904 | 0.030432 | 0.0020349 | 0.011153 | 0.035762 | 0.0020349 | 0.014105 | 0.045227 | 0.0020349
208 | 919.297 | 2 | 2.2 | 0.008468 | 0.027153 | 0.0020349 | 0.0094904 | 0.030432 | 0.0020349 | 0.011153 | 0.035762 | 0.0020349 | 0.014105 | 0.045227 | 0.0020349
210 | 917.533 | 2 | 2.2 | 0.008468 | 0.027153 | 0.0020349 | 0.0094904 | 0.030432 | 0.0020349 | 0.011153 | 0.035762 | 0.0020349 | 0.014105 | 0.045227 | 0.0020349
212 | 917.684 | 2 | 2.2 | 0.008468 | 0.027153 | 0.0020349 | 0.0094904 | 0.030432 | 0.0020349 | 0.011153 | 0.035762 | 0.0020349 | 0.014105 | 0.045227 | 0.0020349
214 | 915.724 | 2 | 2.2 | 0.008468 | 0.027153 | 0.0020349 | 0.0094904 | 0.030432 | 0.0020349 | 0.011153 | 0.035762 | 0.0020349 | 0.014105 | 0.045227 | 0.0020349
216 | 915.73 | 2 | 2.2 | 0.008468 | 0.027153 | 0.0020349 | 0.0094904 | 0.030432 | 0.0020349 | 0.011153 | 0.035762 | 0.0020349 | 0.014105 | 0.045227 | 0.0020349
218 | 915.584 | 2 | 2.2 | 0.008468 | 0.027153 | 0.0020349 | 0.0094904 | 0.030432 | 0.0020349 | 0.011153 | 0.035762 | 0.0020349 | 0.014105 | 0.045227 | 0.0020349
220 | 915.444 | 2 | 2.2 | 0.008468 | 0.027153 | 0.0020349 | 0.0094904 | 0.030432 | 0.0020349 | 0.011153 | 0.035762 | 0.0020349 | 0.014105 | 0.045227 | 0.0020349
222 | 913.52 | 2 | 2.2 | 0.008468 | 0.027153 | 0.0020349 | 0.0094904 | 0.030432 | 0.0020349 | 0.011153 | 0.035762 | 0.0020349 | 0.014105 | 0.045227 | 0.0020349
224 | 912.524 | 2 | 2.2 | 0.008468 | 0.027153 | 0.0020349 | 0.0094904 | 0.030432 | 0.0020349 | 0.011153 | 0.035762 | 0.0020349 | 0.014105 | 0.045227 | 0.0020349
226 | 912.565 | 2 | 2.2 | 0.008468 | 0.027153 | 0.0020349 | 0.0094904 | 0.030432 | 0.0020349 | 0.011153 | 0.035762 | 0.0020349 | 0.014105 | 0.045227 | 0.0020349
228 | 913.484 | 2 | 2.2 | 0.008468 | 0.027153 | 0.0020349 | 0.0094904 | 0.030432 | 0.0020349 | 0.011153 | 0.035762 | 0.0020349 | 0.014105 | 0.045227 | 0.0020349
230 | 913.545 | 2 | 2.2 | 0.008468 | 0.027153 | 0.0020349 | 0.0094904 | 0.030432 | 0.0020349 | 0.011153 | 0.035762 | 0.0020349 | 0.014105 | 0.045227 | 0.0020349
232 | 914.546 | 2 | 2.2 | 0.008468 | 0.027153 | 0.0020349 | 0.0094904 | 0.030432 | 0.0020349 | 0.011153 | 0.035762 | 0.0020349 | 0.014105 | 0.045227 | 0.0020349
234 | 918.285 | 2 | 2.2 | 0.008468 | 0.027153 | 0.0020349 | 0.0094904 | 0.030432 | 0.0020349 | 0.011153 | 0.035762 | 0.0020349 | 0.014105 | 0.045227 | 0.0020349
236 | 919.357 | 2 | 2.2 | 0.008468 | 0.027153 | 0.0020349 | 0.0094904 | 0.030432 | 0.0020349 | 0.011153 | 0.035762 | 0.0020349 | 0.014105 | 0.045227 | 0.0020349
238 | 918.649 | 2 | 2.2 | 0.008468 | 0.027153 | 0.0020349 | 0.0094904 | 0.030432 | 0.0020349 | 0.011153 | 0.035762 | 0.0020349 | 0.014105 | 0.045227 | 0.0020349
240 | 922.974 | 2 | 2.2 | 0.008468 | 0.027153 | 0.0020349 | 0.0094904 | 0.030432 | 0.0020349 | 0.011153 | 0.035762 | 0.0020349 | 0.014105 | 0.045227 | 0.0020349
242 | 927.375 | 2 | 2.2 | 0.008468 | 0.027153 | 0.0020349 | 0.0094904 | 0.030432 | 0.0020349 | 0.011153 | 0.035762 | 0.0020349 | 0.014105 | 0.045227 | 0.0020349
244 | 929.253 | 2 | 2.2 | 0.008468 | 0.027153 | 0.0020349 | 0.0094904 | 0.030432 | 0.0020349 | 0.011153 | 0.035762 | 0.0020349 | 0.014105 | 0.045227 | 0.0020349
246 | 930.863 | 2 | 2.2 | 0.008468 | 0.027153 | 0.0020349 | 0.0094904 | 0.030432 | 0.0020349 | 0.011153 | 0.035762 | 0.0020349 | 0.014105 | 0.045227 | 0.0020349
248 | 931.924 | 2 | 2.2 | 0.008468 | 0.027153 | 0.0020349 | 0.0094904 | 0.030432 | 0.0020349 | 0.011153 | 0.035762 | 0.0020349 | 0.014105 | 0.045227 | 0.0020349
250 | 936.722 | 2 | 2.2 | 0.008468 | 0.027153 | 0.0020349 | 0.0094904 | 0.030432 | 0.0020349 | 0.011153 | 0.035762 | 0.0020349 | 0.014105 | 0.045227 | 0.0020349
252 | 941.777 | 2 | 2.2 | 0.008468 | 0.027153 | 0.0020349 | 0.0094904 | 0.030432 | 0.0020349 | 0.011153 | 0.035762 | 0.0020349 | 0.014105 | 0.045227 | 0.0020349
254 | 948.143 | 2 | 2.2 | 0.008468 | 0.027153 | 0.0020349 | 0.0094904 | 0.030432 | 0.0020349 | 0.011153 | 0.035762 | 0.0020349 | 0.014105 | 0.045227 | 0.0020349
256 | 955.417 | 2 | 2.2 | 0.008468 | 0.027153 | 0.0020349 | 0.0094904 | 0.030432 | 0.0020349 | 0.011153 | 0.035762 | 0.0020349 | 0.014105 | 0.045227 | 0.0020349
258 | 962.7 | 2 | 2.2 | 0.008468 | 0.027153 | 0.0020349 | 0.0094904 | 0.030432 | 0.0020349 | 0.011153 | 0.035762 | 0.0020349 | 0.014105 | 0.045227 | 0.0020349
260 | 969.281 | 2 | 2.2 | 0.008468 | 0.027153 | 0.0020349 | 0.0094904 | 0.030432 | 0.0020349 | 0.011153 | 0.035762 | 0.0020349 | 0.014105 | 0.045227 | 0.0020349
262 | 980.284 | 2 | 2.2 | 0.008468 | 0.027153 | 0.0020349 | 0.0094904 | 0.030432 | 0.0020349 | 0.011153 | 0.035762 | 0.0020349 | 0.014105 | 0.045227 | 0.0020349
264 | 986.551 | 2 | 2.2 | 0.008468 | 0.027153 | 0.0020349 | 0.0094904 | 0.030432 | 0.0020349 | 0.011153 | 0.035762 | 0.0020349 | 0.014105 | 0.045227 | 0.0020349
266 | 989.198 | 2 | 2.2 | 0.008468 | 0.027153 | 0.0020349 | 0.0094904 | 0.030432 | 0.0020349 | 0.011153 | 0.035762 | 0.0020349 | 0.014105 | 0.045227 | 0.0020349
268 | 994.39 | 2 | 2.2 | 0.008468 | 0.027153 | 0.0020349 | 0.0094904 | 0.030432 | 0.0020349 | 0.011153 | 0.035762 | 0.0020349 | 0.014105 | 0.045227 | 0.0020349
270 | 999.917 | 2 | 2.2 | 0.008468 | 0.027153 | 0.0020349 | 0.0094904 | 0.030432 | 0.0020349 | 0.011153 | 0.035762 | 0.0020349 | 0.014105 | 0.045227 | 0.0020349
272 | 1004.623 | 2 | 2.2 | 0.008468 | 0.027153 | 0.0020349 | 0.0094904 | 0.030432 | 0.0020349 | 0.011153 | 0.035762 | 0.0020349 | 0.014105 | 0.045227 | 0.0020349
274 | 1008.819 | 2 | 2.2 | 0.008468 | 0.027153 | 0.0020349 | 0.0094904 | 0.030432 | 0.0020349 | 0.011153 | 0.035762 | 0.0020349 | 0.014105 | 0.045227 | 0.0020349
276 | 1007.834 | 2 | 2.2 | 0.008468 | 0.027153 | 0.0020349 | 0.0094904 | 0.030432 | 0.0020349 | 0.011153 | 0.035762 | 0.0020349 | 0.014105 | 0.045227 | 0.0020349
278 | 1005.626 | 2 | 2.2 | 0.008468 | 0.027153 | 0.0020349 | 0.0094904 | 0.030432 | 0.0020349 | 0.011153 | 0.035762 | 0.0020349 | 0.014105 | 0.045227 | 0.0020349
280 | 1001.623 | 2 | 2.2 | 0.008468 | 0.027153 | 0.0020349 | 0.0094904 | 0.030432 | 0.0020349 | 0.011153 | 0.035762 | 0.0020349 | 0.014105 | 0.045227 | 0.0020349
282 | 1004.052 | 2 | 2.2 | 0.008468 | 0.027153 | 0.0020349 | 0.0094904 | 0.030432 | 0.0020349 | 0.011153 | 0.035762 | 0.0020349 | 0.014105 | 0.045227 | 0.0020349
284 | 1010.797 | 2 | 2.2 | 0.008468 | 0.027153 | 0.0020349 | 0.0094904 | 0.030432 | 0.0020349 | 0.011153 | 0.035762 | 0.0020349 | 0.014105 | 0.045227 | 0.0020349
286 | 1014.67 | 2 | 2.2 | 0.008468 | 0.027153 | 0.0020349 | 0.0094904 | 0.030432 | 0.0020349 | 0.011153 | 0.035762 | 0.0020349 | 0.014105 | 0.045227 | 0.0020349
288 | 1017.319 | 2 | 2.2 | 0.008468 | 0.027153 | 0.0020349 | 0.0094904 | 0.030432 | 0.0020349 | 0.011153 | 0.035762 | 0.0020349 | 0.014105 | 0.045227 | 0.0020349
290 | 1027.459 | 2 | 2.2 | 0.008468 | 0.027153 | 0.0020349 | 0.0094904 | 0.030432 | 0.0020349 | 0.011153 | 0.035762 | 0.0020349 | 0.014105 | 0.045227 | 0.0020349
292 | 1031.99 | 2 | 2.2 | 0.008468 | 0.027153 | 0.0020349 | 0.0094904 | 0.030432 | 0.0020349 | 0.011153 | 0.035762 | 0.0020349 | 0.014105 | 0.045227 | 0.0020349
294 | 1036.254 | 2 | 2.2 | 0.008468 | 0.027153 | 0.0020349 | 0.0094904 | 0.030432 | 0.0020349 | 0.011153 | 0.035762 | 0.0020349 | 0.014105 | 0.045227 | 0.0020349
296 | 1040.127 | 2 | 2.2 | 0.008468 | 0.027153 | 0.0020349 | 0.0094904 | 0.030432 | 0.0020349 | 0.011153 | 0.035762 | 0.0020349 | 0.014105 | 0.045227 | 0.0020349
298 | 1044.396 | 2 | 2.2 | 0.008468 | 0.027153 | 0.0020349 | 0.0094904 | 0.030432 | 0.0020349 | 0.011153 | 0.035762 | 0.0020349 | 0.014105 | 0.045227 | 0.0020349
300 | 1051.339 | 2 | 2.2 | 0.008468 | 0.027153 | 0.0020349 | 0.0094904 | 0.030432 | 0.0020349 | 0.011153 | 0.035762 | 0.0020349 | 0.014105 | 0.045227 | 0.0020349
302 | 1060.955 | 2 | 2.2 | 0.008468 | 0.027153 | 0.0020349 | 0.0094904 | 0.030432 | 0.0020349 | 0.011153 | 0.035762 | 0.0020349 | 0.014105 | 0.045227 | 0.0020349
304 | 1070.227 | 2 | 2.2 | 0.008468 | 0.027153 | 0.0020349 | 0.0094904 | 0.030432 | 0.0020349 | 0.011153 | 0.035762 | 0.0020349 | 0.014105 | 0.045227 | 0.0020349
306 | 1072.691 | 2 | 2.2 | 0.008468 | 0.027153 | 0.0020349 | 0.0094904 | 0.030432 | 0.0020349 | 0.011153 | 0.035762 | 0.0020349 | 0.014105 | 0.045227 | 0.0020349
308 | 1076.503 | 2 | 2.2 | 0.008468 | 0.027153 | 0.0020349 | 0.0094904 | 0.030432 | 0.0020349 | 0.011153 | 0.035762 | 0.0020349 | 0.014105 | 0.045227 | 0.0020349
310 | 1083.996 | 2 | 2.2 | 0.008468 | 0.027153 | 0.0020349 | 0.0094904 | 0.030432 | 0.0020349 | 0.011153 | 0.035762 | 0.0020349 | 0.014105 | 0.045227 | 0.0020349
312 | 1097.188 | 2 | 2.2 | 0.008468 | 0.027153 | 0.0020349 | 0.0094904 | 0.030432 | 0.0020349 | 0.011153 | 0.035762 | 0.0020349 | 0.014105 | 0.045227 | 0.0020349
314 | 1103.545 | 2 | 2.2 | 0.008468 | 0.027153 | 0.0020349 | 0.0094904 | 0.030432 | 0.0020349 | 0.011153 | 0.035762 | 0.0020349 | 0.014105 | 0.045227 | 0.0020349
316 | 1105.174 | 2 | 2.2 | 0.008468 | 0.027153 | 0.0020349 | 0.0094904 | 0.030432 | 0.0020349 | 0.011153 | 0.035762 | 0.0020349 | 0.014105 | 0.045227 | 0.0020349
318 | 1111.657 | 2 | 2.2 | 0.008468 | 0.027153 | 0.0020349 | 0.0094904 | 0.030432 | 0.0020349 | 0.011153 | 0.035762 | 0.0020349 | 0.014105 | 0.045227 | 0.0020349
320 | 1122.935 | 2 | 2.2 | 0.008468 | 0.027153 | 0.0020349 | 0.0094904 | 0.030432 | 0.0020349 | 0.011153 | 0.035762 | 0.0020349 | 0.014105 | 0.045227 | 0.0020349
322 | 1128.197 | 2 | 2.2 | 0.008468 | 0.027153 | 0.0020349 | 0.0094904 | 0.030432 | 0.0020349 | 0.011153 | 0.035762 | 0.0020349 | 0.014105 | 0.045227 | 0.0020349
324 | 1132.561 | 2 | 2.2 | 0.008468 | 0.027153 | 0.0020349 | 0.0094904 | 0.030432 | 0.0020349 | 0.011153 | 0.035762 | 0.0020349 | 0.014105 | 0.045227 | 0.0020349
326 | 1131.854 | 2 | 2.2 | 0.008468 | 0.027153 | 0.0020349 | 0.0094904 | 0.030432 | 0.0020349 | 0.011153 | 0.035762 | 0.0020349 | 0.014105 | 0.045227 | 0.0020349
328 | 1133.338 | 2 | 2.2 | 0.008468 | 0.027153 | 0.0020349 | 0.0094904 | 0.030432 | 0.0020349 | 0.011153 | 0.035762 | 0.0020349 | 0.014105 | 0.045227 | 0.0020349
330 | 1136.405 | 2 | 1.8 | 0.0087463 | 0.076492 | 0.004541 | 0.0098211 | 0.085892 | 0.004541 | 0.011575 | 0.10123 | 0.004541 | 0.01471 | 0.12864 | 0.004541

## Pumping Costs
Option 2A Pumping Costs
PS 1
New Pipe - Year 4 to 18 |  | Average Pipe - Year 19 to 33 |  | Old Pipe - Year 34 to 48 |  | Biofilmed Pipe - Year 49 to 63
Pumping Head (m) | 200 | Pumping Head (m) | 200 | Pumping Head (m) | 200 | Pumping Head (m) | 200
Gravitational Head (m) | -67.387 | Gravitational Head (m) | -67.387 | Gravitational Head (m) | -67.387 | Gravitational Head (m) | -67.387
Flow Rate (m3/s) | 5.2352 | Flow Rate (m3/s) | 4.9637 | Flow Rate (m3/s) | 4.6002 | Flow Rate (m3/s) | 4.1136
Pumping Hours per Day | 24 | Pumping Hours per Day | 24 | Pumping Hours per Day | 24 | Pumping Hours per Day | 24
Peak Design Flow (m3/s) | 4.083 | Peak Design Flow | 4.083 | Peak Design Flow | 4.083 | Peak Design Flow | 4.083
Required Pumping Hours | 18.7 | Required Pumping Hours | 19.7 | Required Pumping Hours | 21.3 | Required Pumping Hours | 23.8
Pumpstation Power (kW) | 9367 | Pumpstation Power (kW) | 9367 | Pumpstation Power (kW) | 9367 | Pumpstation Power (kW) | 9367
Pumping Days per Year | 347 | Pumping Days per Year | 347 | Pumping Days per Year | 347 | Pumping Days per Year | 347
Fixed Power Cost per Month | 28.699 | Fixed Power Cost per Month | 28.699 | Fixed Power Cost per Month | 28.699 | Fixed Power Cost per Month | 28.699
Fixed power Cost per Year | 344.388 | Fixed power Cost per Year | 344.388 | Fixed power Cost per Year | 344.388 | Fixed power Cost per Year | 344.388
Power Cost Per kWh | 0.45056 | Power Cost Per kWh | 0.45056 | Power Cost Per kWh | 0.45056 | Power Cost Per kWh | 0.45056
Energy Cost Per Year | 27386068.8777 | Energy Cost Per Year | 28850546.1232 | Energy Cost Per Year | 31193709.7159 | Energy Cost Per Year | 34854902.8295
Pipe Type | Energy Cost Per Year
New Pipe | 27386068.8777
Average Pipe | 28850546.1232
Old Pipe | 31193709.7159
Biofilm Pipe | 34854902.8295
Pipe Type | Energy Cost Per Year (Pula)
New Pipe | 24896426.2525
Average Pipe | 26227769.2029
Old Pipe | 28357917.9235
Biofilm Pipe | 31686275.2995

## Life Cycle Costing (Pula)
Table 18: Option 2A Life Cycle Costing(Pula)
Year | Reference Year | Capital Cost | Electricity - Pumping Cost | Maintenance Cost | NPV at 6% Discount Rate | NPV at 8% Discount Rate | NPV at 10% Discount Rate
2010 | 0 | 2478767514.966 |  |  | 2478767514.966 | 2478767514.966 | 2478767514.966
2011 | 1 | 2478767514.966 |  |  | 2478767514.966 | 2478767514.966 | 2478767514.966
2012 | 2 | 2478767514.966 |  |  | 2478767514.966 | 2478767514.966 | 2478767514.966
2013 | 3 | 2478767514.966 |  |  | 2478767514.966 | 2478767514.966 | 2478767514.966
2014 | 4 | 0 | 24896426.2525 | 53644937.2537 | 62212116.3353 | 57730246.8564 | 53644808.0774
2015 | 5 | 0 | 24896426.2525 | 53644937.2537 | 58690675.788 | 53453932.2744 | 48768007.3431
2016 | 6 | 0 | 24896426.2525 | 53644937.2537 | 55368562.0642 | 49494381.7356 | 44334552.1301
2017 | 7 | 0 | 24896426.2525 | 53644937.2537 | 52234492.5134 | 45828131.2367 | 40304138.3001
2018 | 8 | 0 | 24896426.2525 | 53644937.2537 | 49277823.1258 | 42433454.8488 | 36640125.7274
2019 | 9 | 0 | 24896426.2525 | 53644937.2537 | 46488512.3829 | 39290235.9711 | 33309205.2067
2020 | 10 | 0 | 24896426.2525 | 53644937.2537 | 43857087.1536 | 36379848.1214 | 30281095.6425
2021 | 11 | 0 | 24896426.2525 | 53644937.2537 | 41374610.5223 | 33685044.5568 | 27528268.7659
2022 | 12 | 0 | 24896426.2525 | 53644937.2537 | 39032651.4361 | 31189856.0711 | 25025698.8781
2023 | 13 | 0 | 24896426.2525 | 53644937.2537 | 36823256.0718 | 28879496.3622 | 22750635.3437
2024 | 14 | 0 | 24896426.2525 | 53644937.2537 | 34738920.8225 | 26740274.4094 | 20682395.767
2025 | 15 | 0 | 24896426.2525 | 53644937.2537 | 32772566.8137 | 24759513.342 | 18802177.97
2026 | 16 | 0 | 24896426.2525 | 53644937.2537 | 30917515.8619 | 22925475.3167 | 17092889.0636
2027 | 17 | 0 | 24896426.2525 | 53644937.2537 | 29167467.7943 | 21227291.9599 | 15538990.0578
2028 | 18 | 0 | 24896426.2525 | 53644937.2537 | 27516479.0512 | 19654899.9629 | 14126354.598
2029 | 19 | 0 | 26227769.2029 | 53644937.2537 | 26398968.6677 | 18507469.67 | 13059825.7546
2030 | 20 | 0 | 26227769.2029 | 53644937.2537 | 24904687.4223 | 17136545.9908 | 11872568.8678
2031 | 21 | 0 | 26227769.2029 | 53644937.2537 | 23494988.1343 | 15867172.2137 | 10793244.4253
2032 | 22 | 0 | 26227769.2029 | 53644937.2537 | 22165083.1456 | 14691826.1238 | 9812040.3866
2033 | 23 | 0 | 26227769.2029 | 53644937.2537 | 20910455.7977 | 13603542.7072 | 8920036.7151
2034 | 24 | 0 | 26227769.2029 | 53644937.2537 | 19726845.0922 | 12595872.877 | 8109124.2865
2035 | 25 | 0 | 26227769.2029 | 53644937.2537 | 18610231.219 | 11662845.2565 | 7371931.1695
2036 | 26 | 0 | 26227769.2029 | 53644937.2537 | 17556821.9047 | 10798930.7931 | 6701755.6086
2037 | 27 | 0 | 26227769.2029 | 53644937.2537 | 16563039.5328 | 9999009.9936 | 6092505.0988
2038 | 28 | 0 | 26227769.2029 | 53644937.2537 | 15625508.9932 | 9258342.5867 | 5538640.9989
2039 | 29 | 0 | 26227769.2029 | 53644937.2537 | 14741046.22 | 8572539.4321 | 5035128.1808
2040 | 30 | 0 | 26227769.2029 | 53644937.2537 | 13906647.3773 | 7937536.5112 | 4577389.2553
2041 | 31 | 0 | 26227769.2029 | 53644937.2537 | 13119478.6579 | 7349570.8437 | 4161262.9593
2042 | 32 | 0 | 26227769.2029 | 53644937.2537 | 12376866.6584 | 6805158.1886 | 3782966.3267
2043 | 33 | 0 | 26227769.2029 | 53644937.2537 | 11676289.3003 | 6301072.3969 | 3439060.297
2044 | 34 | 0 | 28357917.9235 | 53644937.2537 | 11309139.3367 | 5989923.6588 | 3209797.8258
2045 | 35 | 0 | 28357917.9235 | 53644937.2537 | 10668999.3742 | 5546225.61 | 2917998.0235
2046 | 36 | 0 | 28357917.9235 | 53644937.2537 | 10065093.7492 | 5135394.0833 | 2652725.4759
2047 | 37 | 0 | 28357917.9235 | 53644937.2537 | 9495371.4616 | 4754994.5216 | 2411568.6144
2048 | 38 | 0 | 28357917.9235 | 53644937.2537 | 8957897.6052 | 4402772.7052 | 2192335.104
2049 | 39 | 0 | 28357917.9235 | 53644937.2537 | 8450846.7974 | 4076641.3937 | 1993031.9128
2050 | 40 | 0 | 28357917.9235 | 53644937.2537 | 7972496.9787 | 3774667.9571 | 1811847.1934
2051 | 41 | 0 | 28357917.9235 | 53644937.2537 | 7521223.5648 | 3495062.9232 | 1647133.8122
2052 | 42 | 0 | 28357917.9235 | 53644937.2537 | 7095493.929 | 3236169.3734 | 1497394.3747
2053 | 43 | 0 | 28357917.9235 | 53644937.2537 | 6693862.1972 | 2996453.1235 | 1361267.6134
2054 | 44 | 0 | 28357917.9235 | 53644937.2537 | 6314964.337 | 2774493.6329 | 1237516.0122
2055 | 45 | 0 | 28357917.9235 | 53644937.2537 | 5957513.5255 | 2568975.586 | 1125014.5565
2056 | 46 | 0 | 28357917.9235 | 53644937.2537 | 5620295.7787 | 2378681.0981 | 1022740.5059
2057 | 47 | 0 | 28357917.9235 | 53644937.2537 | 5302165.829 | 2202482.4983 | 929764.0963
2058 | 48 | 0 | 28357917.9235 | 53644937.2537 | 5002043.2349 | 2039335.6465 | 845240.0875
2059 | 49 | 0 | 31686275.2995 | 53644937.2537 | 4910441.2458 | 1964915.5886 | 799588.1409
2060 | 50 | 0 | 31686275.2995 | 53644937.2537 | 4632491.7413 | 1819366.2857 | 726898.3099
2061 | 51 | 0 | 31686275.2995 | 53644937.2537 | 4370275.2277 | 1684598.4127 | 660816.6453
2062 | 52 | 0 | 31686275.2995 | 53644937.2537 | 4122901.1582 | 1559813.3451 | 600742.4049
2063 | 53 | 0 | 31686275.2995 | 53644937.2537 | 3889529.3945 | 1444271.6158 | 546129.459
2064 | 54 | 0 | 31686275.2995 | 53644937.2537 | 3669367.3533 | 1337288.5332 | 496481.3263
2065 | 55 | 0 | 31686275.2995 | 53644937.2537 | 3461667.3145 | 1238230.1233 | 451346.6603
2066 | 56 | 0 | 31686275.2995 | 53644937.2537 | 3265723.8816 | 1146509.3734 | 410315.1457
2067 | 57 | 0 | 31686275.2995 | 53644937.2537 | 3080871.5864 | 1061582.7532 | 373013.7688
2068 | 58 | 0 | 31686275.2995 | 53644937.2537 | 2906482.6287 | 982946.9937 | 339103.4262
2069 | 59 | 0 | 31686275.2995 | 53644937.2537 | 2741964.744 | 910136.1053 | 308275.842
2070 | 60 | 0 | 31686275.2995 | 53644937.2537 | 2586759.1925 | 842718.616 | 280250.7655
2071 | 61 | 0 | 31686275.2995 | 53644937.2537 | 2440338.8608 | 780295.0148 | 254773.4232
2072 | 62 | 0 | 31686275.2995 | 53644937.2537 | 2302206.4725 | 722495.3841 | 231612.2029
2073 | 63 | 0 | 31686275.2995 | 53644937.2537 | 2171892.8986 | 668977.2075 | 210556.5481
[5 empty] | 10994300077.1239 | 10693365997.6378 | 10506712162.3437

## Life Cycle Costing
Table 18: Option 2A Life Cycle Costing
Year | Reference Year | Capital Cost | Electricity - Pumping Cost | Maintenance Cost | NPV at 6% Discount Rate | NPV at 8% Discount Rate | NPV at 10% Discount Rate
2010 | 0 | 2726644266.4626 |  |  | 2726644266.4626 | 2726644266.4626 | 2726644266.4626
2011 | 1 | 2726644266.4626 |  |  | 2726644266.4626 | 2726644266.4626 | 2726644266.4626
2012 | 2 | 2726644266.4626 |  |  | 2726644266.4626 | 2726644266.4626 | 2726644266.4626
2013 | 3 | 2726644266.4626 |  |  | 2726644266.4626 | 2726644266.4626 | 2726644266.4626
2014 | 4 | 0 | 27386068.8777 | 59009430.9791 | 68433327.9689 | 63503271.542 | 59009288.8852
2015 | 5 | 0 | 27386068.8777 | 59009430.9791 | 64559743.3668 | 58799325.5019 | 53644808.0774
2016 | 6 | 0 | 27386068.8777 | 59009430.9791 | 60905418.2706 | 54443819.9091 | 48768007.3431
2017 | 7 | 0 | 27386068.8777 | 59009430.9791 | 57457941.7647 | 50410944.3603 | 44334552.1301
2018 | 8 | 0 | 27386068.8777 | 59009430.9791 | 54205605.4384 | 46676800.3336 | 40304138.3001
2019 | 9 | 0 | 27386068.8777 | 59009430.9791 | 51137363.6212 | 43219259.5682 | 36640125.7274
2020 | 10 | 0 | 27386068.8777 | 59009430.9791 | 48242795.869 | 40017832.9335 | 33309205.2067
2021 | 11 | 0 | 27386068.8777 | 59009430.9791 | 45512071.5745 | 37053549.0125 | 30281095.6425
2022 | 12 | 0 | 27386068.8777 | 59009430.9791 | 42935916.5798 | 34308841.6782 | 27528268.7659
2023 | 13 | 0 | 27386068.8777 | 59009430.9791 | 40505581.679 | 31767445.9984 | 25025698.8781
2024 | 14 | 0 | 27386068.8777 | 59009430.9791 | 38212812.9047 | 29414301.8503 | 22750635.3437
2025 | 15 | 0 | 27386068.8777 | 59009430.9791 | 36049823.495 | 27235464.6762 | 20682395.767
2026 | 16 | 0 | 27386068.8777 | 59009430.9791 | 34009267.4481 | 25218022.8484 | 18802177.97
2027 | 17 | 0 | 27386068.8777 | 59009430.9791 | 32084214.5737 | 23350021.1559 | 17092889.0636
2028 | 18 | 0 | 27386068.8777 | 59009430.9791 | 30268126.9563 | 21620389.9592 | 15538990.0578
2029 | 19 | 0 | 28850546.1232 | 59009430.9791 | 29038865.5345 | 20358216.637 | 14365808.3301
2030 | 20 | 0 | 28850546.1232 | 59009430.9791 | 27395156.1646 | 18850200.5898 | 13059825.7546
2031 | 21 | 0 | 28850546.1232 | 59009430.9791 | 25844486.9477 | 17453889.435 | 11872568.8678
2032 | 22 | 0 | 28850546.1232 | 59009430.9791 | 24381591.4601 | 16161008.7362 | 10793244.4253
2033 | 23 | 0 | 28850546.1232 | 59009430.9791 | 23001501.3775 | 14963896.9779 | 9812040.3866
2034 | 24 | 0 | 28850546.1232 | 59009430.9791 | 21699529.6014 | 13855460.1647 | 8920036.7151
2035 | 25 | 0 | 28850546.1232 | 59009430.9791 | 20471254.3409 | 12829129.7822 | 8109124.2865
2036 | 26 | 0 | 28850546.1232 | 59009430.9791 | 19312504.0952 | 11878823.8724 | 7371931.1695
2037 | 27 | 0 | 28850546.1232 | 59009430.9791 | 18219343.4861 | 10998910.9929 | 6701755.6086
2038 | 28 | 0 | 28850546.1232 | 59009430.9791 | 17188059.8925 | 10184176.8453 | 6092505.0988
2039 | 29 | 0 | 28850546.1232 | 59009430.9791 | 16215150.842 | 9429793.3753 | 5538640.9989
2040 | 30 | 0 | 28850546.1232 | 59009430.9791 | 15297312.1151 | 8731290.1623 | 5035128.1808
2041 | 31 | 0 | 28850546.1232 | 59009430.9791 | 14431426.5237 | 8084527.9281 | 4577389.2553
2042 | 32 | 0 | 28850546.1232 | 59009430.9791 | 13614553.3242 | 7485674.0075 | 4161262.9593
2043 | 33 | 0 | 28850546.1232 | 59009430.9791 | 12843918.2304 | 6931179.6365 | 3782966.3267
2044 | 34 | 0 | 31193709.7159 | 59009430.9791 | 12440053.2703 | 6588916.0246 | 3530777.6084
2045 | 35 | 0 | 31193709.7159 | 59009430.9791 | 11735899.3116 | 6100848.171 | 3209797.8258
2046 | 36 | 0 | 31193709.7159 | 59009430.9791 | 11071603.1242 | 5648933.4916 | 2917998.0235
2047 | 37 | 0 | 31193709.7159 | 59009430.9791 | 10444908.6077 | 5230493.9737 | 2652725.4759
2048 | 38 | 0 | 31193709.7159 | 59009430.9791 | 9853687.3658 | 4843049.9757 | 2411568.6144
2049 | 39 | 0 | 31193709.7159 | 59009430.9791 | 9295931.4771 | 4484305.533 | 2192335.104
2050 | 40 | 0 | 31193709.7159 | 59009430.9791 | 8769746.6765 | 4152134.7528 | 1993031.9128
2051 | 41 | 0 | 31193709.7159 | 59009430.9791 | 8273345.9213 | 3844569.2156 | 1811847.1934
2052 | 42 | 0 | 31193709.7159 | 59009430.9791 | 7805043.3219 | 3559786.3107 | 1647133.8122
2053 | 43 | 0 | 31193709.7159 | 59009430.9791 | 7363248.4169 | 3296098.4358 | 1497394.3747
2054 | 44 | 0 | 31193709.7159 | 59009430.9791 | 6946460.7707 | 3051942.9961 | 1361267.6134
2055 | 45 | 0 | 31193709.7159 | 59009430.9791 | 6553264.878 | 2825873.1446 | 1237516.0122
2056 | 46 | 0 | 31193709.7159 | 59009430.9791 | 6182325.3566 | 2616549.2079 | 1125014.5565
2057 | 47 | 0 | 31193709.7159 | 59009430.9791 | 5832382.4119 | 2422730.7481 | 1022740.5059
2058 | 48 | 0 | 31193709.7159 | 59009430.9791 | 5502247.5584 | 2243269.2112 | 929764.0963
2059 | 49 | 0 | 34854902.8295 | 59009430.9791 | 5401485.3704 | 2161407.1475 | 879546.955
2060 | 50 | 0 | 34854902.8295 | 59009430.9791 | 5095740.9155 | 2001302.9143 | 799588.1409
2061 | 51 | 0 | 34854902.8295 | 59009430.9791 | 4807302.7505 | 1853058.254 | 726898.3099
2062 | 52 | 0 | 34854902.8295 | 59009430.9791 | 4535191.274 | 1715794.6796 | 660816.6453
2063 | 53 | 0 | 34854902.8295 | 59009430.9791 | 4278482.334 | 1588698.7774 | 600742.4049
2064 | 54 | 0 | 34854902.8295 | 59009430.9791 | 4036304.0887 | 1471017.3865 | 546129.459
2065 | 55 | 0 | 34854902.8295 | 59009430.9791 | 3807834.0459 | 1362053.1357 | 496481.3263
2066 | 56 | 0 | 34854902.8295 | 59009430.9791 | 3592296.2697 | 1261160.3108 | 451346.6603
2067 | 57 | 0 | 34854902.8295 | 59009430.9791 | 3388958.745 | 1167741.0285 | 410315.1457
2068 | 58 | 0 | 34854902.8295 | 59009430.9791 | 3197130.8915 | 1081241.6931 | 373013.7688
2069 | 59 | 0 | 34854902.8295 | 59009430.9791 | 3016161.2184 | 1001149.7158 | 339103.4262
2070 | 60 | 0 | 34854902.8295 | 59009430.9791 | 2845435.1117 | 926990.4776 | 308275.842
2071 | 61 | 0 | 34854902.8295 | 59009430.9791 | 2684372.7469 | 858324.5163 | 280250.7655
2072 | 62 | 0 | 34854902.8295 | 59009430.9791 | 2532427.1197 | 794744.9225 | 254773.4232
2073 | 63 | 0 | 34854902.8295 | 59009430.9791 | 2389082.1884 | 735874.9282 | 231612.2029
[5 empty] | 12093730084.8363 | 11762702597.4016 | 11557383378.578